## esource_ids
esource_id | esource_label | plant_suffix | comment
BIO | Bioenergy | power station
COA | Coal | coal-fired power station | Includes non-bio solids that are not "coal', e.g. pet coke
GAS | Gas | gas-fired power station | Includes landfill gas, which is NOT in Bioenergy
GEO | Geothermal | geothermal plant
HYD | Hydro | hydroelectric dam | Resevoir, run-of-river, and 'storage'. Need to consider whether
LIQ | Liquids | power station | Equivalent to "Petroleum liquids", but includes syn fuels, liquified petroleum gas, natural gas condensates, and non-oil derived naphtha
MAR | Marine | power station | Tidal and wave. Probably evaluate whether should be absorbed into "Other"
NUC | Nuclear | nuclear plant
OTH | Mixed / Unspecified / Other | electric power plant | No obvious specifics yet, as design is to retain for literally plants that have not (yet) been characterized.
SOL | Solar | solar farm | PV and concentrated solar (CSP)
STO | Storage | storage facility
TRN | Transmission | transmission
WND | Wind | wind farm | Onshore vs. offshore -- otherwise no delineation (yet)
WST | Waste | waste-to-energy facility | Municipal and industrial (solid) waste disposal generation

## esource_tech_matrix
esource_id | esource_label | fuel_tree | ST | CSP | PV | Onshore | Offshore | RoR | Pump | Res | CT | CCGT | CE | CHP | Cogen
BIO | Bioenergy | 1 | 1 | [7 empty] | 1 | 1
COA | Coal | 1 | 1
GAS | Gas | 1 | [8 empty] | 1 | 1 | 1
GEO | Geothermal |  | 1
HYD | Hydro | [6 empty] | 1 | 1 | 1
LIQ | Liquids | 1 | 1 | [7 empty] | 1 | 1 | 1
MAR | Marine
NUC | Nuclear |  | 1
OTH | Mixed / Unspecified / Other | 1
SOL | Solar |  |  | 1 | 1
STO | Storage
TRN | Transmission
WND | Wind |  |  |  |  | 1 | 1
WST | Waste | 1
Note on O1: John: combined heat and power

## esource_ds_map
| esource_id |  | valid_tech | ENTSOE |  | OPSD_FIG |  | GEO_10 | GEO_WEB
CHK |  | e_source_1 | valid_technologies | psr_code | ENTSOE PsrType | energy_source_level_2 |  | Type | GEO_10
|  | Comment / Source | [5 empty] | Extracted entries from "Type" column of raw data download | from website documentation
3 | COA | Coal | ST | B02 | Fossil Brown coal/Lignite | Lignite | 1 | Coal | Coal
3 | COA | Coal | ST | B05 | Fossil Hard coal | Hard coal | 1 | Coal | Coal
3 | COA | Coal | ST | B08 | Fossil Peat |  | 1 | Coal | Coal
4 | GAS | Gas | {CT, CE} | B04 | Fossil Gas | Natural gas | 2 | Gas | Gas Turbine / Natural gas
4 | GAS | Gas | {CT, CE} | B03 | Fossil Coal-derived gas
5 | GEO | Geothermal | ST | B09 | Geothermal | Geothermal | 3 | Geothermal | Geothermal
6 | HYD | Hydro | PS | B10 | Hydro Pumped Storage | Hydro | 4 | Hydro | Hydroelectric
6 | HYD | Hydro | RoR | B11 | Hydro Run-of-river and poundage | Hydro | 4 | Hydro | Hydroelectric
6 | HYD | Hydro | Res | B12 | Hydro Water Reservoir | Hydro | 4 | Hydro | Hydroelectric
9 | NUC | Nuclear | ST | B14 | Nuclear |  | 5 | Nuclear | Nuclear
7 | LIQ | Liquids | CT / ST | B06 | Fossil Oil | Oil | 6 | Oil | Oil/Diesel Thermal and Engines)
7 | LIQ | Liquids | CT / ST | B07 | Fossil Oil shale | Oil | 6 | Oil | Oil/Diesel Thermal and Engines)
11 | SOL | Solar | PV | B16 | Solar | Solar | 7 | Solar_PV | Solar PV
11 | SOL | Solar | CSP | B16 | Solar | Solar | 8 | Solar_Thermal | Solar Thermal
14 | WND | Wind | Onshore | B19 | Wind Onshore | Wind | 10 | Wind | Wind
14 | WND | Wind | Offshore | B18 | Wind Offshore | Wind | 10 | Wind | Wind
15 | WST | Waste |  | B17 | Waste | Non-renewable waste | 9 | Waste | Waste and Biomass
2 | BIO | Bioenergy |  | B01 | Biomass | Bioenergy | 9 | Waste | Waste and Biomass
8 | MAR | Marine |  | B13 | Marine | Marine
#N/A | OTH |  |  | B15 | Other renewable
10 | OTH | Mixed / Unspecified / Other |  | A03 | Mixed | Mixed fossil fuels
10 | OTH | Mixed / Unspecified / Other |  | B20 | Other | Other fossil fuels
#N/A | OTH | n/a |  | A04 | Generation
13 | TRN | Transmission | Transmission device | A05 | Load
13 | TRN | Transmission | Transmission device | B21 | AC Link
13 | TRN | Transmission | Transmission device | B22 | DC Link
13 | TRN | Transmission | Transmission device | B23 | Substation
13 | TRN | Transmission | Transmission device | B24 | Transformer
Note on F1: John: Column for human understanding of code only.
Note on D2: John: Not used actively
Note on G2: John: Taken from graphic on web page as to fuel and technology categorization.
Note on J3: John: http://globalenergyobservatory.org/docs/HelpGeoPower.php 10 Types of Power Plants Coal Gas Turbine / Natural gas Geothermal Hydroelectric Nuclear Oil/Diesel Thermal and Engines) Solar PV Solar Thermal Waste and Biomass Wind
Note on G21: John: inclues 3 sub-elements in energy_source_level_3

## fuel_tree
fuel_label | fuel_level | fuel_genus | esource_id | black_coal_flag | syns | abbs | description
advanced biofuel | 3 | biofuel | BIO |  | {'bio liquids'}
agricultural biproducts | 3 | non-wood biomass | BIO
anthracite coal | 2 |  | COA | 1 | {'hard coal', 'coal anthracite', 'coal hard'}
associated natural gas | 3 | natural gas | GAS
bagasse | 3 | non-wood biomass | BIO
bioenergy | 1 |  | BIO
biofuel | 2 |  | BIO
biogas | 2 |  | GAS
biomass | 2 |  | BIO
bituminous coal | 2 |  | COA | 1 | {'coal bituminous', 'bituminous', 'bituminous coal'}
black liquor | 3 | industrial process residue | LIQ |  |  |  | In industrial chemistry, black liquor is the by-product from the kraft process when digesting pulpwood into paper pulp removing lignin, hemicelluloses and other extractives from the wood to free the cellulose fibers.
blast furnace gas | 3 | industrial gas | GAS |  |  | {'bfg'}
bunker c | 3 | heavy fuel oil | LIQ
bunker fuel | 3 | fuel oil | LIQ
bunker oil | 3 | fuel oil | LIQ
coal | 1 |  | COA
coal based syn fuel | 3 | syn fuel | LIQ
coal lignite black | 3 | lignite | COA
coal supplementary | 3 | waste coal | COA
coal syngas | 3 | syn gas | GAS
coal washery wastes | 3 | waste coal | COA
coal washings | 3 | waste coal | COA
coal waste tailings | 3 | waste coal | COA
coal-seam gas | 3 | under-surface gas | GAS |  | {'coal ng'} | {'csg'}
coke oven gas | 3 | industrial gas | GAS |  | {'coke oven waste gas'} | {'cog'}
crude oil | 3 | unrefined products | LIQ |  | {'crude'}
diesel | 2 |  | LIQ |  | {'gas oil'}
diesel oil | 3 | diesel | LIQ
digester gas | 3 | biogas | GAS
distillate oil | 3 | general distillates | LIQ |  | {'oil distillate'}
dowson gas | 3 | industrial gas | GAS
finex gas | 3 | other gas | GAS
fuel oil | 2 |  | LIQ |  | {'heavy oil', 'marine fuel', 'furnace oil', 'oil'} |  | Fuel oil (also known as heavy oil, marine fuel or furnace oil) is a fraction obtained from petroleum distillation, either as a distillate or a residue.
fuel oil bunker c | 3 | heavy fuel oil | LIQ
fuel oil diesel no 2 | 3 | light fuel oil | LIQ
fuel oil distillate | 3 | intermediate fuel oil | LIQ
fuel oil light | 3 | light fuel oil | LIQ
fuel oil no 6 | 3 | heavy fuel oil | LIQ
fuel oil type a1 | 3 | light fuel oil | LIQ
fuel oil up to 360 cst | 3 | fuel oil | LIQ
furnace gas | 3 | industrial gas | GAS
gas | 1 |  | GAS
gas from steel mills | 3 | industrial gas | GAS
general distillates | 2 |  | LIQ
geothermal | 1 |  | GEO
heavy fuel oil | 2 |  | LIQ |  | {'fuel oil heavy', 'heavy oil', 'residual fuel oil'} | {'hfo'} | HFO consists of the remnants or residual of petroleum sources once the hydrocarbons of higher quality are extracted via processes such as thermal and catalytic cracking. Thus, HFO is also commonly referred to as residual fuel oil.
heavy fuel oil no 6 | 3 | heavy fuel oil | LIQ
heavy furnace oil | 3 | heavy fuel oil | LIQ
high moisture lignite | 3 | lignite | COA
high speed diesel | 3 | diesel | LIQ |  |  | {'hsd'}
high speed fuel oil | 3 | diesel | LIQ
high-calorific coke-oven gas | 3 | industrial gas | GAS
hydro | 1 |  | HYD
hydro-carbon located underneath the surface. | 3 | under-surface gas | GAS
industrial gas | 2 |  | GAS
industrial process residue | 2 |  | LIQ
industrial process solids | 2 |  | COA
industrial waste | 2 |  | WST
intermediate fuel oil | 2 |  | LIQ |  | {'medium fuel oil', 'fuel oil medium'} | {'ifo'}
jet fuel | 3 | light fuel oil | LIQ
kerosine | 3 | light fuel oil | LIQ
landfill gas | 3 | under-surface gas | GAS
light crude oil | 3 | unrefined products | LIQ
light diesel fuel | 3 | light fuel oil | LIQ
light fuel oil | 2 |  | LIQ |  | {'light oil'} | {'lfo'}
lignite | 2 |  | COA |  | {'lignite coal', 'coal brown', 'brown coal', 'coal brown lignite', 'coal lignite'}
liquid hydrocarbons | 2 |  | LIQ
liquids | 1 |  | LIQ
liquified natural gas | 3 | natural gas | GAS |  | {'regassified lng'} | {'lng', 'r-lng'}
liquified petroleum gas | 3 | liquid hydrocarbons | LIQ |  |  | {'lpg'}
low-ash content coal | 3 | sub-bituminous coal | COA
low-sulphur heavy stock | 3 | heavy fuel oil | LIQ
low-sulphur high-speed oil | 3 | diesel | LIQ |  |  | {'lshs'}
marine | 1 |  | MAR
marine diesel | 3 | diesel | LIQ |  |  |  | Marine Diesel Oil (MDO) is a type of fuel oil and is a blend of gasoil and heavy fuel oil, with less gasoil than intermediate fuel oil used in the maritime field. Marine Diesel Oil is also called "Distillate Marine Diesel".[1] MDO is widely used by medium speed and medium/high speed marine diesel engines.
methene | 3 | industrial gas | GAS
mixed | 1 |  | OTH
mixed fuel | 1 |  | OTH
municipal solid waste | 2 |  | WST |  | {'municipal waste', 'solid waste', 'municipal incinerable waste', 'solid msw'}
naphtha | 3 | liquid hydrocarbons | LIQ |  |  |  | a flammable liquid hydrocarbon mixture. Mixtures labelled naphtha have been produced from natural gas condensates, petroleum distillates, and the distillation of coal tar and peat.
natural gas | 2 |  | GAS |  | {'city gas'} | {'ng'}
natural gas condensates | 2 |  | LIQ
no 2 distillate oil | 3 | light fuel oil | LIQ
non-wood biomass | 2 |  | BIO
nuclear | 1 |  | NUC
number 6 heavy fuel oil | 3 | heavy fuel oil | LIQ
oil distillate gasoil | 3 | general distillates | LIQ
oil shale | 3 | unrefined products | LIQ
oil supplementary | 3 | unrefined products | LIQ
orimulsion | 3 | unrefined products | LIQ
other | 1 |  | OTH
other / unspecified | 1 |  | OTH
other biomass solids | 3 | non-wood biomass | BIO
other gas | 2 |  | GAS
other oil | 3 | other petroleum liquids | LIQ
peat | 2 |  | COA
peat milled | 3 | peat | COA
petroleum coke | 3 | industrial process solids | COA |  | {'pet coke'}
process gas | 3 | industrial gas | GAS
produced gas | 3 | industrial gas | GAS
recovery gas from steel mill | 3 | industrial gas | GAS
refinery gas | 3 | industrial gas | GAS
refinery residue | 3 | industrial process solids | COA
regeneration gas | 3 | industrial gas | GAS
residual fuel oil | 2 |  | LIQ |  | {'residual liquids', 'heavy fuel oil'} | {'rfo'} | A general classification for the heavier oils, known as No. 5 and No. 6 fuel oils, that remain after the distillate fuel oils and lighter hydrocarbons are distilled away in refinery operations.
residual furnace oil | 3 | heavy fuel oil | LIQ
residual oil | 3 | heavy fuel oil | LIQ
sales gas | 3 | natural gas | GAS
semi-anthracite coal | 3 | anthracite coal | COA
slag | 3 | industrial process solids | COA
solar | 1 |  | SOL
solar thermal | 2 |  | SOL
sub-bituminous coal | 2 |  | COA | 1 | {'coal sub-bituminous', 'sub-bituminous'}
syn fuel | 2 |  | LIQ
syn gas | 2 |  | GAS
syn gas from coal gasification | 3 | syn gas | GAS
syngas from refinery residual oil | 3 | syn gas | GAS
tar | 3 | heavy fuel oil | LIQ
tire-derived fuel | 3 | syn fuel | LIQ
top gas | 3 | industrial gas | GAS
treated crude oil | 3 | unrefined products | LIQ
under-surface gas | 2 |  | GAS
unrefined products | 2 |  | LIQ
waste | 1 |  | WST
waste coal | 2 |  | COA
waste furnace gas | 3 | industrial gas | GAS
waste gases | 3 | industrial gas | GAS
waste oil | 3 | heavy fuel oil | LIQ
wind | 1 |  | WND
wood | 2 |  | BIO |  | {'biomass wood', 'wood-biomass'}
wood chips | 3 | wood | BIO
wood pellets | 3 | wood | BIO |  | {'pellets'}
wood waste | 3 | wood | BIO
wood waste liquids | 3 | biofuel | BIO
wood waste solids | 3 | wood | BIO
solar_pv | 2 | photovoltaic | SOL |  |  | {'pv'}
solar_thermal | 2 | concentrated solar power | SOL |  | {'solar thermal'} | {'csp'}
oil | 1 |  | LIQ
Note on E1: John: Not used at present but encoding in place as/if appears as relevant.
Note on C104: John: Question here is whether refinery residue is 'solid', e.g. pet coke, which we can evaluate once we see relevant technologies that fall here.

## fuel_mods
from_word | to_word | dataset
0.3% s |  | GEO
corex |  | GEO
eo 5-ls |  | GEO
for st |  | GEO
indigenous |  | GEO
low btu |  | GEO
steam cycle input |  | GEO
180cst grade furnace oil | furnace oil | GEO
backed up with |  | GEO
blast furnace | blast furnace gas | GEO
blast furnance gas | blast furnace gas | GEO
butiminous | bituminous | GEO
city gas (from liquified natural gas) | liquified natural gas | GEO
coa; | coal | GEO
coal black | coal | GEO
coal subbituminous | sub-bituminous coal | GEO
coal subbutiminous | sub-bituminous coal | GEO
coal kuznetsk | coal | GEO
coal seam gas | coal-seam gas | GEO
diesel - bs1800 | diesel | GEO
diesel as backup | diesel | GEO
dis | distillate oil | GEO
fuel oil heavy and light | fuel oil | GEO
low pressure natural gas | natural gas | GEO
intermediate fuel oil 180 | intermediate fuel oil | GEO
jet fuel jp4 5n8 | jet fuel | GEO
lignite (high moisture lignite) | high-moisture lignite | GEO
lignite (high moisture) | high-moisture lignite | GEO
liquified natual gas | liquified natural gas | GEO
low sulphur fuel oil | fuel oil | GEO
low sulphur heavy stock (lshs) | heavy fuel | GEO
low-sulphur high speed fuel oil | high speed fuel oil | GEO
lshs l | low-sulphure high-speed oil | GEO
mixed (heavy and crude oil, lng, coal) | heavy fuel oil, crude oil, lng, coal | GEO
naptha | naphtha | GEO
natual gas | natural gas | GEO
natudal gas | natural gas | GEO
naural gas | natural gas | GEO
oal bituminous | coal bituminous | GEO
solid waste 70% of | solid waste | GEO
sub bituminous | sub-bituminous coal | GEO
sub -bituminous | sub-bituminous coal | GEO
subbituminous | sub-bituminous coal | GEO
subbituminous coal | sub-bituminous coal | GEO
sub -bituminous coal | sub-bituminous coal | GEO
sub butiminous coal | sub-bituminous coal | GEO
switched from furnace oil in 2000 | furnace oil | GEO
woodwaste | wood waste | GEO
low sulphur heavy stock | low-sulphur heavy stock | GEO
low-sulphure high-speed oil | low-sulphur high-speed oil | GEO
high |  | GEO
ifo 180 | ifo | GEO
lshs oil | lshs | GEO

## fuel_labels
dataset | fuel_label
GEO | advanced biofuel
GEO | agricultural biproducts
GEO | anthracite coal
GEO | associated natural gas
GEO | backed up with distillate oil
GEO | bagasse
GEO | biofuel
GEO | biomass
GEO | bituminous coal
GEO | black liquor
GEO | blast furnace gas
GEO | bunker c
GEO | bunker fuel
GEO | bunker oil
GEO | coal
GEO | coal based syn fuel
GEO | coal lignite black
GEO | coal supplementary
GEO | coal syngas
GEO | coal washery wastes
GEO | coal washings
GEO | coal waste tailings
GEO | coal-seam gas
GEO | coke oven gas
GEO | crude oil
GEO | diesel
GEO | diesel oil
GEO | digester gas
GEO | distillate oil
GEO | dowson gas
GEO | finex gas
GEO | from liquified natural gas
GEO | fuel oil
GEO | fuel oil bunker c
GEO | fuel oil diesel no 2
GEO | fuel oil distillate
GEO | fuel oil light
GEO | fuel oil no 6
GEO | fuel oil type a1
GEO | fuel oil up to 360 cst
GEO | furnace gas
GEO | gas
GEO | gas from steel mills
GEO | geothermal
GEO | heavy
GEO | heavy fuel oil
GEO | heavy fuel oil no 6
GEO | heavy furnace oil
GEO | high moisture
GEO | high moisture lignite
GEO | high speed diesel
GEO | high-calorific coke-oven gas
GEO | hydro
GEO | hydro-carbon located underneath the surface.
GEO | industrial waste
GEO | intermediate fuel oil
GEO | jet fuel
GEO | kerosine
GEO | landfill gas
GEO | light
GEO | light crude oil
GEO | light diesel fuel
GEO | light fuel oil
GEO | lignite
GEO | liquified natural gas
GEO | liquified petroleum gas
GEO | low-ash content coal
GEO | low-sulfur
GEO | low-sulphur heavy stock
GEO | low-sulphur high-speed oil
GEO | marine diesel
GEO | methene
GEO | mixed
GEO | mixed fuel
GEO | municipal solid waste
GEO | naphtha
GEO | natural gas
GEO | no 2 distillate oil
GEO | nuclear
GEO | number 6 heavy fuel oil
GEO | oil
GEO | oil distillate gasoil
GEO | oil shale
GEO | oil supplementary
GEO | orimulsion
GEO | other
GEO | other biomass solids
GEO | other gas
GEO | other oil
GEO | peat
GEO | peat milled
GEO | petroleum coke
GEO | process gas
GEO | produced gas
GEO | recovery gas from steel mill
GEO | refinery gas
GEO | refinery residue
GEO | regeneration gas
GEO | residual fuel oil
GEO | residual furnace oil
GEO | residual oil
GEO | sales gas
GEO | semi-anthracite coal
GEO | slag
GEO | solar_pv
GEO | solar_thermal
GEO | sub-bituminous coal
GEO | syn gas from coal gasification
GEO | syngas from refinery residual oil
GEO | tar
GEO | tire-derived fuel
GEO | top gas
GEO | treated crude oil
GEO | waste
GEO | waste coal
GEO | waste furnace gas
GEO | waste gases
GEO | waste oil
GEO | wind
GEO | wood
GEO | wood chips
GEO | wood pellets
GEO | wood waste
GEO | wood waste liquids
GEO | wood waste solids

## GEOcheck
|  | 65 | 93 | 20 | 0 | 0 | 0 | 0 | 0 | 0 | 0
CHK | Type_of_Fuel_rng1_Primary (GEO) | Coal | Gas | Oil | Hydro | Geothermal | Nuclear | Solar_PV | Solar_Thermal | Waste | Wind
0 | advanced biofuel | 1 | 0 | 0 | 0 | 0 | 0 | 0 | 0 | 0 | 0
0 | anthracite coal | 1 | 0 | 0 | 0 | 0 | 0 | 0 | 0 | 0 | 0
0 | associated natural gas | 0 | 1 | 0 | 0 | 0 | 0 | 0 | 0 | 0 | 0
0 | biomass | 1 | 0 | 0 | 0 | 0 | 0 | 0 | 0 | 0 | 0
0 | bituminous and subbituminous coal | 1 | 0 | 0 | 0 | 0 | 0 | 0 | 0 | 0 | 0
0 | bituminous and sub-bituminous coal | 1 | 0 | 0 | 0 | 0 | 0 | 0 | 0 | 0 | 0
0 | bituminous coal | 1 | 0 | 0 | 0 | 0 | 0 | 0 | 0 | 0 | 0
0 | bituminous coal and coal washings | 1 | 0 | 0 | 0 | 0 | 0 | 0 | 0 | 0 | 0
0 | bituminous, low-sulfur and low-ash content coal | 1 | 0 | 0 | 0 | 0 | 0 | 0 | 0 | 0 | 0
0 | blast furnace gas | 0 | 1 | 0 | 0 | 0 | 0 | 0 | 0 | 0 | 0
0 | blast furnace gas (bfg) | 0 | 1 | 0 | 0 | 0 | 0 | 0 | 0 | 0 | 0
0 | blast furnace gas and coke oven gas | 0 | 1 | 0 | 0 | 0 | 0 | 0 | 0 | 0 | 0
0 | brown coal | 1 | 0 | 0 | 0 | 0 | 0 | 0 | 0 | 0 | 0
0 | brown coal and lignite | 1 | 0 | 0 | 0 | 0 | 0 | 0 | 0 | 0 | 0
0 | brown coal (lignite) | 1 | 0 | 0 | 0 | 0 | 0 | 0 | 0 | 0 | 0
0 | city gas (from liquified natural gas) | 0 | 1 | 0 | 0 | 0 | 0 | 0 | 0 | 0 | 0
0 | city gas (natural gas) | 0 | 1 | 0 | 0 | 0 | 0 | 0 | 0 | 0 | 0
0 | coa; | 1 | 0 | 0 | 0 | 0 | 0 | 0 | 0 | 0 | 0
1 | coal | 1 | 1 | 0 | 0 | 0 | 0 | 0 | 0 | 0 | 0
0 | coal (indigenous) | 1 | 0 | 0 | 0 | 0 | 0 | 0 | 0 | 0 | 0
0 | coal (lignite) | 1 | 0 | 0 | 0 | 0 | 0 | 0 | 0 | 0 | 0
0 | coal and biomass | 1 | 0 | 0 | 0 | 0 | 0 | 0 | 0 | 0 | 0
0 | coal and oil | 1 | 0 | 0 | 0 | 0 | 0 | 0 | 0 | 0 | 0
0 | coal anthracite | 1 | 0 | 0 | 0 | 0 | 0 | 0 | 0 | 0 | 0
0 | coal anthracite and bituminous | 1 | 0 | 0 | 0 | 0 | 0 | 0 | 0 | 0 | 0
0 | coal based syn fuel | 1 | 0 | 0 | 0 | 0 | 0 | 0 | 0 | 0 | 0
0 | coal bituminous | 1 | 0 | 0 | 0 | 0 | 0 | 0 | 0 | 0 | 0
0 | coal bituminous and lignite | 1 | 0 | 0 | 0 | 0 | 0 | 0 | 0 | 0 | 0
0 | coal black | 1 | 0 | 0 | 0 | 0 | 0 | 0 | 0 | 0 | 0
0 | coal brown | 1 | 0 | 0 | 0 | 0 | 0 | 0 | 0 | 0 | 0
0 | coal brown lignite | 1 | 0 | 0 | 0 | 0 | 0 | 0 | 0 | 0 | 0
0 | coal hard | 1 | 0 | 0 | 0 | 0 | 0 | 0 | 0 | 0 | 0
0 | coal kuznetsk | 1 | 0 | 0 | 0 | 0 | 0 | 0 | 0 | 0 | 0
0 | coal lignite | 1 | 0 | 0 | 0 | 0 | 0 | 0 | 0 | 0 | 0
0 | coal lignite and bituminous | 1 | 0 | 0 | 0 | 0 | 0 | 0 | 0 | 0 | 0
0 | coal lignite and brown coal | 1 | 0 | 0 | 0 | 0 | 0 | 0 | 0 | 0 | 0
0 | coal lignite and sub-bituminous | 1 | 0 | 0 | 0 | 0 | 0 | 0 | 0 | 0 | 0
0 | coal lignite black | 1 | 0 | 0 | 0 | 0 | 0 | 0 | 0 | 0 | 0
0 | coal or oil | 1 | 0 | 0 | 0 | 0 | 0 | 0 | 0 | 0 | 0
0 | coal seam gas | 0 | 1 | 0 | 0 | 0 | 0 | 0 | 0 | 0 | 0
0 | coal subbituminous | 1 | 0 | 0 | 0 | 0 | 0 | 0 | 0 | 0 | 0
0 | coal sub-bituminous | 1 | 0 | 0 | 0 | 0 | 0 | 0 | 0 | 0 | 0
0 | coal subbituminous & bituminous | 1 | 0 | 0 | 0 | 0 | 0 | 0 | 0 | 0 | 0
0 | coal subbutiminous | 1 | 0 | 0 | 0 | 0 | 0 | 0 | 0 | 0 | 0
0 | coal syngas | 0 | 1 | 0 | 0 | 0 | 0 | 0 | 0 | 0 | 0
0 | coal washery wastes | 1 | 0 | 0 | 0 | 0 | 0 | 0 | 0 | 0 | 0
0 | coal waste tailings | 1 | 0 | 0 | 0 | 0 | 0 | 0 | 0 | 0 | 0
0 | coal, bituminous | 1 | 0 | 0 | 0 | 0 | 0 | 0 | 0 | 0 | 0
0 | coal, blast furnace (corex) gas | 1 | 0 | 0 | 0 | 0 | 0 | 0 | 0 | 0 | 0
0 | coal, fuel oil | 1 | 0 | 0 | 0 | 0 | 0 | 0 | 0 | 0 | 0
0 | coal, heavy fuel oil | 1 | 0 | 0 | 0 | 0 | 0 | 0 | 0 | 0 | 0
0 | coal, oil | 1 | 0 | 0 | 0 | 0 | 0 | 0 | 0 | 0 | 0
0 | coal, slag, petroleum coke | 1 | 0 | 0 | 0 | 0 | 0 | 0 | 0 | 0 | 0
0 | coal, wood-biomass | 1 | 0 | 0 | 0 | 0 | 0 | 0 | 0 | 0 | 0
1 | crude oil | 0 | 1 | 1 | 0 | 0 | 0 | 0 | 0 | 0 | 0
1 | crude oil and diesel | 0 | 1 | 1 | 0 | 0 | 0 | 0 | 0 | 0 | 0
0 | crude oil and diesel oil | 0 | 1 | 0 | 0 | 0 | 0 | 0 | 0 | 0 | 0
1 | crude oil and natural gas | 0 | 1 | 1 | 0 | 0 | 0 | 0 | 0 | 0 | 0
1 | diesel | 0 | 1 | 1 | 0 | 0 | 0 | 0 | 0 | 0 | 0
1 | diesel oil | 0 | 1 | 1 | 0 | 0 | 0 | 0 | 0 | 0 | 0
0 | diesel oil and crude oil | 0 | 1 | 0 | 0 | 0 | 0 | 0 | 0 | 0 | 0
1 | diesel oil and natural gas | 0 | 1 | 1 | 0 | 0 | 0 | 0 | 0 | 0 | 0
0 | dis | 0 | 1 | 0 | 0 | 0 | 0 | 0 | 0 | 0 | 0
1 | distillate oil | 0 | 1 | 1 | 0 | 0 | 0 | 0 | 0 | 0 | 0
0 | finex gas | 0 | 1 | 0 | 0 | 0 | 0 | 0 | 0 | 0 | 0
1 | fuel oil | 0 | 1 | 1 | 0 | 0 | 0 | 0 | 0 | 0 | 0
1 | fuel oil and gas oil | 0 | 1 | 1 | 0 | 0 | 0 | 0 | 0 | 0 | 0
1 | fuel oil distillate | 0 | 1 | 1 | 0 | 0 | 0 | 0 | 0 | 0 | 0
1 | fuel oil heavy | 0 | 1 | 1 | 0 | 0 | 0 | 0 | 0 | 0 | 0
0 | fuel oil light | 0 | 1 | 0 | 0 | 0 | 0 | 0 | 0 | 0 | 0
0 | gas | 0 | 1 | 0 | 0 | 0 | 0 | 0 | 0 | 0 | 0
0 | gas (coke oven waste gas) | 0 | 1 | 0 | 0 | 0 | 0 | 0 | 0 | 0 | 0
0 | gas from steel mills | 0 | 1 | 0 | 0 | 0 | 0 | 0 | 0 | 0 | 0
0 | gas oil | 0 | 1 | 0 | 0 | 0 | 0 | 0 | 0 | 0 | 0
0 | gas oil and natural gas | 0 | 1 | 0 | 0 | 0 | 0 | 0 | 0 | 0 | 0
0 | hard coal | 1 | 0 | 0 | 0 | 0 | 0 | 0 | 0 | 0 | 0
0 | hard coal, heavy fuel oil | 1 | 0 | 0 | 0 | 0 | 0 | 0 | 0 | 0 | 0
1 | heavy fuel oil | 0 | 1 | 1 | 0 | 0 | 0 | 0 | 0 | 0 | 0
0 | high and low pressure natural gas, and landfill gas | 0 | 1 | 0 | 0 | 0 | 0 | 0 | 0 | 0 | 0
0 | hydro-carbon located underneath the surface. | 0 | 1 | 0 | 0 | 0 | 0 | 0 | 0 | 0 | 0
0 | ifo 180 | 0 | 1 | 0 | 0 | 0 | 0 | 0 | 0 | 0 | 0
1 | kerosine | 0 | 1 | 1 | 0 | 0 | 0 | 0 | 0 | 0 | 0
0 | light crude oil | 0 | 1 | 0 | 0 | 0 | 0 | 0 | 0 | 0 | 0
1 | light fuel oil | 0 | 1 | 1 | 0 | 0 | 0 | 0 | 0 | 0 | 0
0 | light fuel oil and natural gas | 0 | 1 | 0 | 0 | 0 | 0 | 0 | 0 | 0 | 0
0 | lignite | 1 | 0 | 0 | 0 | 0 | 0 | 0 | 0 | 0 | 0
0 | lignite (high moisture lignite) | 1 | 0 | 0 | 0 | 0 | 0 | 0 | 0 | 0 | 0
0 | lignite (high moisture) | 1 | 0 | 0 | 0 | 0 | 0 | 0 | 0 | 0 | 0
0 | lignite and sub-bituminous | 1 | 0 | 0 | 0 | 0 | 0 | 0 | 0 | 0 | 0
0 | lignite coal | 1 | 0 | 0 | 0 | 0 | 0 | 0 | 0 | 0 | 0
0 | liquified natual gas | 0 | 1 | 0 | 0 | 0 | 0 | 0 | 0 | 0 | 0
0 | liquified natural gas | 0 | 1 | 0 | 0 | 0 | 0 | 0 | 0 | 0 | 0
0 | liquified natural gas (lng) | 0 | 1 | 0 | 0 | 0 | 0 | 0 | 0 | 0 | 0
0 | liquified natural gas, heavy oil | 0 | 1 | 0 | 0 | 0 | 0 | 0 | 0 | 0 | 0
1 | lng | 0 | 1 | 1 | 0 | 0 | 0 | 0 | 0 | 0 | 0
0 | lng (liquified natural gas) | 0 | 1 | 0 | 0 | 0 | 0 | 0 | 0 | 0 | 0
0 | lng (liquified natural gas) lpg | 0 | 1 | 0 | 0 | 0 | 0 | 0 | 0 | 0 | 0
0 | lpg | 0 | 1 | 0 | 0 | 0 | 0 | 0 | 0 | 0 | 0
0 | marine diesel | 0 | 1 | 0 | 0 | 0 | 0 | 0 | 0 | 0 | 0
0 | methene | 0 | 1 | 0 | 0 | 0 | 0 | 0 | 0 | 0 | 0
0 | mixed fuel (coal ng, blast furnance gas, wood pellets) | 1 | 0 | 0 | 0 | 0 | 0 | 0 | 0 | 0 | 0
0 | naphtha | 0 | 1 | 0 | 0 | 0 | 0 | 0 | 0 | 0 | 0
0 | naptha | 0 | 1 | 0 | 0 | 0 | 0 | 0 | 0 | 0 | 0
0 | naptha and high speed diesel | 0 | 1 | 0 | 0 | 0 | 0 | 0 | 0 | 0 | 0
1 | natual gas | 0 | 1 | 1 | 0 | 0 | 0 | 0 | 0 | 0 | 0
0 | natual gas and crude oil | 0 | 1 | 0 | 0 | 0 | 0 | 0 | 0 | 0 | 0
0 | natual gas and diesel | 0 | 1 | 0 | 0 | 0 | 0 | 0 | 0 | 0 | 0
0 | natual gas and hsd | 0 | 1 | 0 | 0 | 0 | 0 | 0 | 0 | 0 | 0
0 | natual gas and light fuel oil | 0 | 1 | 0 | 0 | 0 | 0 | 0 | 0 | 0 | 0
0 | natudal gas | 0 | 1 | 0 | 0 | 0 | 0 | 0 | 0 | 0 | 0
1 | natural gas | 1 | 1 | 1 | 0 | 0 | 0 | 0 | 0 | 0 | 0
0 | natural gas ( | 0 | 1 | 0 | 0 | 0 | 0 | 0 | 0 | 0 | 0
0 | natural gas (coal-seam gas) | 0 | 1 | 0 | 0 | 0 | 0 | 0 | 0 | 0 | 0
0 | natural gas (diesel as backup) | 0 | 1 | 0 | 0 | 0 | 0 | 0 | 0 | 0 | 0
0 | natural gas (lng) | 0 | 1 | 0 | 0 | 0 | 0 | 0 | 0 | 0 | 0
0 | natural gas (low btu) | 0 | 1 | 0 | 0 | 0 | 0 | 0 | 0 | 0 | 0
0 | natural gas (recovery gas from steel mill) | 0 | 1 | 0 | 0 | 0 | 0 | 0 | 0 | 0 | 0
0 | natural gas and crude oil | 0 | 1 | 0 | 0 | 0 | 0 | 0 | 0 | 0 | 0
0 | natural gas and diesel | 0 | 1 | 0 | 0 | 0 | 0 | 0 | 0 | 0 | 0
0 | natural gas and diesel oil | 0 | 1 | 0 | 0 | 0 | 0 | 0 | 0 | 0 | 0
0 | natural gas and fuel oil | 0 | 1 | 0 | 0 | 0 | 0 | 0 | 0 | 0 | 0
0 | natural gas and gas oil | 0 | 1 | 0 | 0 | 0 | 0 | 0 | 0 | 0 | 0
1 | natural gas and heavy fuel oil | 0 | 1 | 1 | 0 | 0 | 0 | 0 | 0 | 0 | 0
0 | natural gas and hsd | 0 | 1 | 0 | 0 | 0 | 0 | 0 | 0 | 0 | 0
1 | natural gas and light fuel oil | 0 | 1 | 1 | 0 | 0 | 0 | 0 | 0 | 0 | 0
0 | natural gas and light oil | 0 | 1 | 0 | 0 | 0 | 0 | 0 | 0 | 0 | 0
0 | natural gas and no 2 distillate oil | 0 | 1 | 0 | 0 | 0 | 0 | 0 | 0 | 0 | 0
0 | natural gas and oil | 0 | 1 | 0 | 0 | 0 | 0 | 0 | 0 | 0 | 0
0 | natural gas and produced gas | 0 | 1 | 0 | 0 | 0 | 0 | 0 | 0 | 0 | 0
0 | natural gas and wood waste | 0 | 1 | 0 | 0 | 0 | 0 | 0 | 0 | 0 | 0
0 | natural gas, backed up with distillate oil | 0 | 1 | 0 | 0 | 0 | 0 | 0 | 0 | 0 | 0
0 | natural gas, diesel | 0 | 1 | 0 | 0 | 0 | 0 | 0 | 0 | 0 | 0
0 | natural gas, fuel oil, hsd | 0 | 1 | 0 | 0 | 0 | 0 | 0 | 0 | 0 | 0
0 | natural gas, hsd | 0 | 1 | 0 | 0 | 0 | 0 | 0 | 0 | 0 | 0
0 | natural gas, naphtha, hsd, mixed fuel | 0 | 1 | 0 | 0 | 0 | 0 | 0 | 0 | 0 | 0
0 | natural gas, oil | 0 | 1 | 0 | 0 | 0 | 0 | 0 | 0 | 0 | 0
0 | natural gas, r-lng | 0 | 1 | 0 | 0 | 0 | 0 | 0 | 0 | 0 | 0
0 | naural gas | 0 | 1 | 0 | 0 | 0 | 0 | 0 | 0 | 0 | 0
0 | oal bituminous | 1 | 0 | 0 | 0 | 0 | 0 | 0 | 0 | 0 | 0
1 | oil | 0 | 1 | 1 | 0 | 0 | 0 | 0 | 0 | 0 | 0
0 | oil (hsd) | 0 | 1 | 0 | 0 | 0 | 0 | 0 | 0 | 0 | 0
0 | oil distillate gasoil | 0 | 1 | 0 | 0 | 0 | 0 | 0 | 0 | 0 | 0
0 | peat milled | 1 | 0 | 0 | 0 | 0 | 0 | 0 | 0 | 0 | 0
0 | pet coke, bituminous coal | 1 | 0 | 0 | 0 | 0 | 0 | 0 | 0 | 0 | 0
0 | regassified lng | 0 | 1 | 0 | 0 | 0 | 0 | 0 | 0 | 0 | 0
0 | sales gas and hfo | 0 | 1 | 0 | 0 | 0 | 0 | 0 | 0 | 0 | 0
0 | semi-anthracite coal | 1 | 0 | 0 | 0 | 0 | 0 | 0 | 0 | 0 | 0
0 | sub -bituminous coal | 1 | 0 | 0 | 0 | 0 | 0 | 0 | 0 | 0 | 0
0 | sub butiminous coal | 1 | 0 | 0 | 0 | 0 | 0 | 0 | 0 | 0 | 0
0 | sub-bituminous | 1 | 0 | 0 | 0 | 0 | 0 | 0 | 0 | 0 | 0
0 | subbituminous coal | 1 | 0 | 0 | 0 | 0 | 0 | 0 | 0 | 0 | 0
0 | sub-bituminous coal | 1 | 0 | 0 | 0 | 0 | 0 | 0 | 0 | 0 | 0
0 | syn gas from coal gasification | 0 | 1 | 0 | 0 | 0 | 0 | 0 | 0 | 0 | 0
0 | syngas from refinery residual oil | 0 | 1 | 0 | 0 | 0 | 0 | 0 | 0 | 0 | 0
0 | treated crude oil | 0 | 1 | 0 | 0 | 0 | 0 | 0 | 0 | 0 | 0
0 | waste coal | 1 | 0 | 0 | 0 | 0 | 0 | 0 | 0 | 0 | 0
natural gas and regeneration gas
oil distillate
refinery residue (oil, gas)
blast furnace gas (dowson gas)
heavy oil
high-calorific coke-oven gas and blast furnace gas
liquified natural gas
lshs oil
natual gas and hsd
natural gas
natural gas and furnace oil
natural gas and heavy fuel oil
natural gas and heavy oil
natural gas and light fuel oil
liquified natural gas
liquified natural gas (lng)
lng
natural gas
diesel oil
lng
natural gas
natural gas, heavy oil, coke oven gas
fuel oil
lng
natural gas
lng
natural gas
fuel oil and gas oil
kerosine
oil
other
oil
other
fuel oil
other
diesel oil
heavy fuel oil
top gas, cog, tar, natural gas, heavy oil
high speed diesel
natural gas
fuel oil
diesel - bs1800
fuel oil
heavy fuel oil
heavy oil
heavy fuel oil
oil
fuel oil type a1
crude oil and diesel
crude oil and natural gas
diesel
diesel oil and natural gas
distillate oil
fuel oil
fuel oil and natural gas
heavy fuel oil
heavy fuel oil and crude oil
heavy fuel oil and natural gas
heavy fuel oil, natural gas
heavy furnace oil
heavy oil and crude oil
hfo, lfo, ng
jet fuel
kerosine
light fuel oil
low sulphur heavy stock (lshs) (switched from furnace oil in 2000)
oil , gas
oil and lng
oil/diesel
other oil
petroleum coke
refinery gas
residual fuel oil
residual furnace oil
residual oil
residual oil, crude oil
residual oil, lpg
residual oil, naptha
waste oil
heavy fuel oil, crude oil, gas oil
fuel oil
fuel oil heavy
heavy oil
natural gas
diesel
distillate oil
fuel oil
diesel
diesel oil
distillate oil
fuel oil distillate
heavy fuel oil
jet fuel jp4 5n8
light fuel oil
bunker oil (0.3% s) and kerosine
diesel and heavy oil
fuel oil no 6
heavy fuel oil and light fuel oil
heavy oil and diesel
180cst grade furnace oil
bunker oil
diesel
diesel and bunker fuel
diesel oil
fuel oil bunker c
fuel oil diesel no 2
fuel oil medium
fuel oil up to 360 cst
heavy fuel oil (bunker c)
heavy fuel oil no 6
heavy furnace oil
light diesel fuel
low sulphur heavy stock (lshs) oil
lshs l
lshs oil
residual fuel oil
crude oil
diesel
diesel oil
fuel oil (eo 5-ls)
fuel oil and diesel
fuel oil heavy
fuel oil heavy and light
furnace oil
heavy fuel oil (bunker c)
heavy fuel oil and natural gas
heavy furnace oil
heavy oil
heavy oil (for st)
heavy oil, crude
light fuel oil
low sulphur fuel oil
natual gas
natual gas and heavy fuel oil
natural gas
natural gas and heavy fuel oil
natural gas and light fuel oil
number 6 heavy fuel oil
oil shale
orimulsion
residual furnace oil
residual oil
crude oil
fuel oil
heavy fuel oil
heavy oil
lng
mixed (heavy and crude oil, lng, coal)
agricultural biproducts
bagasse
bagasse (coal supplementary)
bagasse (oil supplementary)
bagasse, woodwaste
black liquor
blast furnance gas
coke oven gas
digester gas
landfill gas
other
other biomass solids
other gas
petroleum coke
process gas
solid waste 70% of
tire-derived fuel
waste gases,natural gas,fuel oil
wood waste liquids
wood waste solids
bagasse
biofuel
biomass (wood chips and pellets)
biomass wood
municipal solid waste
municipal waste
landfill gas
bagasse
biomass wood
biomass, oil, waste
industrial waste
municipal incinerable waste
municipal waste
wood
wood waste
wood waste solids
municipal waste

## GEOdata
unique | type | type_of_plant_rng1 | type_of_fuel_rng1_primary | type_of_fuel_rng2_secondary | Type | Type_of_Plant_rng1 | Type_of_Fuel_rng1_Primary | Type_of_Fuel_rng2_Secondary
coal ¦ : bituminous coal | coal |  | bituminous coal |  | Coal |  | Bituminous Coal
coal ¦ : coal | coal |  | coal |  | Coal |  | Coal
coal ¦ : coal (indigenous) | coal |  | coal (indigenous) |  | Coal |  | Coal (Indigenous)
coal ¦ : coal based syn fuel | coal |  | coal based syn fuel |  | Coal |  | Coal based Syn Fuel
coal ¦ : coal bituminous | coal |  | coal bituminous |  | Coal |  | Coal Bituminous
coal ¦ : coal lignite | coal |  | coal lignite |  | Coal |  | Coal Lignite
coal ¦ : coal, oil | coal |  | coal, oil |  | Coal |  | Coal, Oil
coal ¦ : hard coal | coal |  | hard coal |  | Coal |  | Hard Coal
coal ¦ : lignite | coal |  | lignite |  | Coal |  | Lignite
coal ¦ : lignite coal | coal |  | lignite coal |  | Coal |  | Lignite Coal
coal ¦ : natural gas | coal |  | natural gas |  | Coal |  | Natural Gas
coal ¦ : subbituminous coal | coal |  | subbituminous coal |  | Coal |  | Subbituminous Coal
coal ¦ : sub-bituminous coal | coal |  | sub-bituminous coal |  | Coal |  | Sub-bituminous Coal
coal ¦ : waste coal | coal |  | waste coal |  | Coal |  | Waste Coal
coal ¦ both sub and super critical thermal : bituminous coal | coal | both sub and super critical thermal | bituminous coal |  | Coal | Both Sub and Super Critical Thermal | Bituminous Coal
coal ¦ both sub and super critical thermal : coal | coal | both sub and super critical thermal | coal |  | Coal | Both Sub and Super Critical Thermal | Coal
coal ¦ both sub and super critical thermal : coal bituminous | coal | both sub and super critical thermal | coal bituminous |  | Coal | Both Sub and Super Critical Thermal | Coal Bituminous
coal ¦ both sub and super critical thermal : coal subbituminous | coal | both sub and super critical thermal | coal subbituminous |  | Coal | Both Sub and Super Critical Thermal | Coal Subbituminous
coal ¦ both sub and super critical thermal : coal subbutiminous | coal | both sub and super critical thermal | coal subbutiminous |  | Coal | Both Sub and Super Critical Thermal | Coal Subbutiminous
coal ¦ both sub and super critical thermal : coal, fuel oil | coal | both sub and super critical thermal | coal, fuel oil |  | Coal | Both Sub and Super Critical Thermal | Coal, Fuel Oil
coal ¦ cogeneration power and heat steam turbine : bituminous coal | coal | cogeneration power and heat steam turbine | bituminous coal |  | Coal | Cogeneration Power and Heat Steam Turbine | Bituminous Coal
coal ¦ cogeneration power and heat steam turbine : brown coal | coal | cogeneration power and heat steam turbine | brown coal | heavy fuel oil | Coal | Cogeneration Power and Heat Steam Turbine | Brown Coal | Heavy Fuel Oil
coal ¦ cogeneration power and heat steam turbine : brown coal and lignite | coal | cogeneration power and heat steam turbine | brown coal and lignite |  | Coal | Cogeneration Power and Heat Steam Turbine | Brown Coal and Lignite
coal ¦ cogeneration power and heat steam turbine : brown coal (lignite) | coal | cogeneration power and heat steam turbine | brown coal (lignite) |  | Coal | Cogeneration Power and Heat Steam Turbine | Brown Coal (Lignite)
coal ¦ cogeneration power and heat steam turbine : coal | coal | cogeneration power and heat steam turbine | coal |  | Coal | Cogeneration Power and Heat Steam Turbine | Coal
coal ¦ cogeneration power and heat steam turbine : coal (lignite) | coal | cogeneration power and heat steam turbine | coal (lignite) |  | Coal | Cogeneration Power and Heat Steam Turbine | Coal (Lignite)
coal ¦ cogeneration power and heat steam turbine : coal bituminous | coal | cogeneration power and heat steam turbine | coal bituminous |  | Coal | Cogeneration Power and Heat Steam Turbine | Coal Bituminous
coal ¦ cogeneration power and heat steam turbine : coal brown lignite | coal | cogeneration power and heat steam turbine | coal brown lignite |  | Coal | Cogeneration Power and Heat Steam Turbine | Coal Brown Lignite
coal ¦ cogeneration power and heat steam turbine : coal kuznetsk | coal | cogeneration power and heat steam turbine | coal kuznetsk | natural gas | Coal | Cogeneration Power and Heat Steam Turbine | Coal Kuznetsk | Natural Gas
coal ¦ cogeneration power and heat steam turbine : coal lignite and brown coal | coal | cogeneration power and heat steam turbine | coal lignite and brown coal |  | Coal | Cogeneration Power and Heat Steam Turbine | Coal lignite and Brown Coal
coal ¦ cogeneration power and heat steam turbine : coal subbituminous | coal | cogeneration power and heat steam turbine | coal subbituminous |  | Coal | Cogeneration Power and Heat Steam Turbine | Coal Subbituminous
coal ¦ cogeneration power and heat steam turbine : lignite | coal | cogeneration power and heat steam turbine | lignite | biomass | Coal | Cogeneration Power and Heat Steam Turbine | Lignite | Biomass
coal ¦ cogeneration power and heat steam turbine : sub-bituminous coal | coal | cogeneration power and heat steam turbine | sub-bituminous coal |  | Coal | Cogeneration Power and Heat Steam Turbine | Sub-bituminous Coal
coal ¦ cogeneration power and heat supercritical steam turbine : coal brown | coal | cogeneration power and heat supercritical steam turbine | coal brown | heavy fuel oil | Coal | Cogeneration Power and Heat Supercritical Steam Turbine | Coal Brown | Heavy Fuel Oil
coal ¦ sub and ultrasuper critical thermal : bituminous and sub-bituminous coal | coal | sub and ultrasuper critical thermal | bituminous and sub-bituminous coal |  | Coal | Sub and Ultrasuper Critical Thermal | Bituminous and Sub-bituminous Coal
coal ¦ sub-critical thermal : | coal | sub-critical thermal |  |  | Coal | Sub-critical Thermal
coal ¦ sub-critical thermal : advanced biofuel | coal | sub-critical thermal | advanced biofuel |  | Coal | Sub-critical Thermal | Advanced Biofuel
coal ¦ sub-critical thermal : anthracite coal | coal | sub-critical thermal | anthracite coal |  | Coal | Sub-critical Thermal | Anthracite coal
coal ¦ sub-critical thermal : biomass | coal | sub-critical thermal | biomass |  | Coal | Sub-critical Thermal | Biomass
coal ¦ sub-critical thermal : bituminous and subbituminous coal | coal | sub-critical thermal | bituminous and subbituminous coal |  | Coal | Sub-critical Thermal | Bituminous and subbituminous coal
coal ¦ sub-critical thermal : bituminous coal | coal | sub-critical thermal | bituminous coal |  | Coal | Sub-critical Thermal | Bituminous Coal
coal ¦ sub-critical thermal : bituminous coal and coal washings | coal | sub-critical thermal | bituminous coal and coal washings |  | Coal | Sub-critical Thermal | Bituminous Coal and Coal Washings
coal ¦ sub-critical thermal : bituminous, low-sulfur and low-ash content coal | coal | sub-critical thermal | bituminous, low-sulfur and low-ash content coal | light fuel oil | Coal | Sub-critical Thermal | bituminous, low-sulfur and low-ash content coal | Light Fuel Oil
coal ¦ sub-critical thermal : brown coal | coal | sub-critical thermal | brown coal | coal | Coal | Sub-critical Thermal | Brown Coal | Coal
coal ¦ sub-critical thermal : brown coal (lignite) | coal | sub-critical thermal | brown coal (lignite) |  | Coal | Sub-critical Thermal | Brown Coal (Lignite)
coal ¦ sub-critical thermal : coa; | coal | sub-critical thermal | coa; |  | Coal | Sub-critical Thermal | Coa;
coal ¦ sub-critical thermal : coal | coal | sub-critical thermal | coal | fuel oil | Coal | Sub-critical Thermal | Coal | Fuel Oil
coal ¦ sub-critical thermal : coal (indigenous) | coal | sub-critical thermal | coal (indigenous) | fuel oil | Coal | Sub-critical Thermal | Coal (Indigenous) | Fuel Oil
coal ¦ sub-critical thermal : coal and biomass | coal | sub-critical thermal | coal and biomass |  | Coal | Sub-critical Thermal | Coal and biomass
coal ¦ sub-critical thermal : coal and oil | coal | sub-critical thermal | coal and oil |  | Coal | Sub-critical Thermal | Coal and Oil
coal ¦ sub-critical thermal : coal anthracite | coal | sub-critical thermal | coal anthracite |  | Coal | Sub-critical Thermal | Coal Anthracite
coal ¦ sub-critical thermal : coal anthracite and bituminous | coal | sub-critical thermal | coal anthracite and bituminous | fuel oil | Coal | Sub-critical Thermal | Coal Anthracite and bituminous | Fuel Oil
coal ¦ sub-critical thermal : coal bituminous | coal | sub-critical thermal | coal bituminous |  | Coal | Sub-critical Thermal | Coal bituminous
coal ¦ sub-critical thermal : coal bituminous and lignite | coal | sub-critical thermal | coal bituminous and lignite | natural gas | Coal | Sub-critical Thermal | Coal bituminous and lignite | Natural Gas
coal ¦ sub-critical thermal : coal black | coal | sub-critical thermal | coal black |  | Coal | Sub-critical Thermal | Coal Black
coal ¦ sub-critical thermal : coal brown | coal | sub-critical thermal | coal brown |  | Coal | Sub-critical Thermal | Coal Brown
coal ¦ sub-critical thermal : coal brown lignite | coal | sub-critical thermal | coal brown lignite |  | Coal | Sub-critical Thermal | Coal Brown Lignite
coal ¦ sub-critical thermal : coal hard | coal | sub-critical thermal | coal hard | fuel oil | Coal | Sub-critical Thermal | Coal Hard | Fuel Oil
coal ¦ sub-critical thermal : coal lignite | coal | sub-critical thermal | coal lignite |  | Coal | Sub-critical Thermal | Coal lignite
coal ¦ sub-critical thermal : coal lignite and bituminous | coal | sub-critical thermal | coal lignite and bituminous |  | Coal | Sub-critical Thermal | Coal Lignite and bituminous
coal ¦ sub-critical thermal : coal lignite and sub-bituminous | coal | sub-critical thermal | coal lignite and sub-bituminous |  | Coal | Sub-critical Thermal | Coal lignite and sub-bituminous
coal ¦ sub-critical thermal : coal lignite black | coal | sub-critical thermal | coal lignite black |  | Coal | Sub-critical Thermal | Coal lignite black
coal ¦ sub-critical thermal : coal or oil | coal | sub-critical thermal | coal or oil |  | Coal | Sub-critical Thermal | coal or Oil
coal ¦ sub-critical thermal : coal subbituminous | coal | sub-critical thermal | coal subbituminous |  | Coal | Sub-critical Thermal | Coal Subbituminous
coal ¦ sub-critical thermal : coal sub-bituminous | coal | sub-critical thermal | coal sub-bituminous |  | Coal | Sub-critical Thermal | Coal Sub-bituminous
coal ¦ sub-critical thermal : coal subbituminous & bituminous | coal | sub-critical thermal | coal subbituminous & bituminous |  | Coal | Sub-critical Thermal | Coal Subbituminous & Bituminous
coal ¦ sub-critical thermal : coal subbutiminous | coal | sub-critical thermal | coal subbutiminous |  | Coal | Sub-critical Thermal | Coal Subbutiminous
coal ¦ sub-critical thermal : coal washery wastes | coal | sub-critical thermal | coal washery wastes |  | Coal | Sub-critical Thermal | coal washery wastes
coal ¦ sub-critical thermal : coal waste tailings | coal | sub-critical thermal | coal waste tailings |  | Coal | Sub-critical Thermal | Coal Waste Tailings
coal ¦ sub-critical thermal : coal, bituminous | coal | sub-critical thermal | coal, bituminous | biomass | Coal | Sub-critical Thermal | Coal, Bituminous | Biomass
coal ¦ sub-critical thermal : coal, blast furnace (corex) gas | coal | sub-critical thermal | coal, blast furnace (corex) gas | waste furnace gas | Coal | Sub-critical Thermal | Coal, Blast Furnace (Corex) Gas | Waste Furnace Gas
coal ¦ sub-critical thermal : coal, heavy fuel oil | coal | sub-critical thermal | coal, heavy fuel oil | natural gas | Coal | Sub-critical Thermal | Coal, Heavy Fuel Oil | Natural Gas
coal ¦ sub-critical thermal : coal, slag, petroleum coke | coal | sub-critical thermal | coal, slag, petroleum coke |  | Coal | Sub-critical Thermal | Coal, slag, petroleum coke
coal ¦ sub-critical thermal : coal, wood-biomass | coal | sub-critical thermal | coal, wood-biomass | fuel oil | Coal | Sub-critical Thermal | Coal, wood-biomass | Fuel Oil
coal ¦ sub-critical thermal : hard coal | coal | sub-critical thermal | hard coal | heavy fuel oil | Coal | Sub-critical Thermal | Hard Coal | Heavy Fuel Oil
coal ¦ sub-critical thermal : hard coal, heavy fuel oil | coal | sub-critical thermal | hard coal, heavy fuel oil |  | Coal | Sub-critical Thermal | Hard Coal, Heavy Fuel Oil
coal ¦ sub-critical thermal : lignite | coal | sub-critical thermal | lignite |  | Coal | Sub-critical Thermal | Lignite
coal ¦ sub-critical thermal : lignite (high moisture lignite) | coal | sub-critical thermal | lignite (high moisture lignite) |  | Coal | Sub-critical Thermal | Lignite (high moisture lignite)
coal ¦ sub-critical thermal : lignite (high moisture) | coal | sub-critical thermal | lignite (high moisture) |  | Coal | Sub-critical Thermal | Lignite (high moisture)
coal ¦ sub-critical thermal : lignite and sub-bituminous | coal | sub-critical thermal | lignite and sub-bituminous |  | Coal | Sub-critical Thermal | Lignite and sub-bituminous
coal ¦ sub-critical thermal : lignite coal | coal | sub-critical thermal | lignite coal |  | Coal | Sub-critical Thermal | Lignite Coal
coal ¦ sub-critical thermal : mixed fuel (coal ng, blast furnance gas, wood pellets) | coal | sub-critical thermal | mixed fuel (coal ng, blast furnance gas, wood pellets) |  | Coal | Sub-critical Thermal | Mixed Fuel (Coal NG, Blast Furnance Gas, Wood Pellets)
coal ¦ sub-critical thermal : natural gas | coal | sub-critical thermal | natural gas | biomass | Coal | Sub-critical Thermal | Natural Gas | Biomass
coal ¦ sub-critical thermal : oal bituminous | coal | sub-critical thermal | oal bituminous | natural gas | Coal | Sub-critical Thermal | oal Bituminous | Natural Gas
coal ¦ sub-critical thermal : peat milled | coal | sub-critical thermal | peat milled |  | Coal | Sub-critical Thermal | Peat Milled
coal ¦ sub-critical thermal : pet coke, bituminous coal | coal | sub-critical thermal | pet coke, bituminous coal |  | Coal | Sub-critical Thermal | Pet coke, bituminous coal
coal ¦ sub-critical thermal : semi-anthracite coal | coal | sub-critical thermal | semi-anthracite coal |  | Coal | Sub-critical Thermal | Semi-anthracite coal
coal ¦ sub-critical thermal : sub -bituminous coal | coal | sub-critical thermal | sub -bituminous coal |  | Coal | Sub-critical Thermal | Sub -bituminous Coal
coal ¦ sub-critical thermal : sub butiminous coal | coal | sub-critical thermal | sub butiminous coal |  | Coal | Sub-critical Thermal | Sub butiminous coal
coal ¦ sub-critical thermal : sub-bituminous | coal | sub-critical thermal | sub-bituminous | natural gas | Coal | Sub-critical Thermal | Sub-bituminous | Natural Gas
coal ¦ sub-critical thermal : subbituminous coal | coal | sub-critical thermal | subbituminous coal | fuel oil | Coal | Sub-critical Thermal | Subbituminous coal | Fuel Oil
coal ¦ sub-critical thermal : sub-bituminous coal | coal | sub-critical thermal | sub-bituminous coal | natural gas | Coal | Sub-critical Thermal | Sub-bituminous Coal | Natural Gas
coal ¦ sub-critical thermal : waste coal | coal | sub-critical thermal | waste coal |  | Coal | Sub-critical Thermal | Waste Coal
coal ¦ super and ultra-super critical thermal : bituminous coal | coal | super and ultra-super critical thermal | bituminous coal |  | Coal | Super and Ultra-Super Critical Thermal | Bituminous Coal
coal ¦ super and ultra-super critical thermal : coal | coal | super and ultra-super critical thermal | coal |  | Coal | Super and Ultra-Super Critical Thermal | Coal
coal ¦ super-critical thermal : bituminous coal | coal | super-critical thermal | bituminous coal |  | Coal | Super-critical Thermal | Bituminous Coal
coal ¦ super-critical thermal : coal | coal | super-critical thermal | coal |  | Coal | Super-critical Thermal | Coal
coal ¦ super-critical thermal : coal anthracite | coal | super-critical thermal | coal anthracite |  | Coal | Super-critical Thermal | Coal Anthracite
coal ¦ super-critical thermal : coal bituminous | coal | super-critical thermal | coal bituminous |  | Coal | Super-critical Thermal | Coal bituminous
coal ¦ super-critical thermal : coal lignite | coal | super-critical thermal | coal lignite |  | Coal | Super-critical Thermal | Coal Lignite
coal ¦ super-critical thermal : coal sub-bituminous | coal | super-critical thermal | coal sub-bituminous |  | Coal | Super-critical Thermal | Coal Sub-bituminous
coal ¦ super-critical thermal : coal subbutiminous | coal | super-critical thermal | coal subbutiminous |  | Coal | Super-critical Thermal | Coal Subbutiminous
coal ¦ super-critical thermal : lignite | coal | super-critical thermal | lignite |  | Coal | Super-critical Thermal | Lignite
coal ¦ ultra-super-critical thermal : bituminous coal | coal | ultra-super-critical thermal | bituminous coal |  | Coal | Ultra-Super-Critical Thermal | Bituminous Coal
coal ¦ ultra-super-critical thermal : coal | coal | ultra-super-critical thermal | coal |  | Coal | Ultra-Super-Critical Thermal | Coal
coal ¦ ultra-super-critical thermal : coal bituminous | coal | ultra-super-critical thermal | coal bituminous |  | Coal | Ultra-Super-Critical Thermal | Coal Bituminous
coal ¦ ultra-super-critical thermal : coal lignite | coal | ultra-super-critical thermal | coal lignite |  | Coal | Ultra-Super-Critical Thermal | Coal Lignite
coal ¦ ultra-super-critical thermal : coal subbutiminous | coal | ultra-super-critical thermal | coal subbutiminous |  | Coal | Ultra-Super-Critical Thermal | Coal Subbutiminous
gas ¦ : | gas |  |  |  | Gas
gas ¦ : blast furnace gas and coke oven gas | gas |  | blast furnace gas and coke oven gas |  | Gas |  | blast furnace gas and coke oven gas
gas ¦ : coal | gas |  | coal | natural gas | Gas |  | Coal | Natural Gas
gas ¦ : crude oil | gas |  | crude oil |  | Gas |  | Crude Oil
gas ¦ : crude oil and diesel | gas |  | crude oil and diesel |  | Gas |  | Crude Oil and Diesel
gas ¦ : crude oil and diesel oil | gas |  | crude oil and diesel oil |  | Gas |  | Crude Oil and Diesel Oil
gas ¦ : diesel | gas |  | diesel |  | Gas |  | Diesel
gas ¦ : diesel oil | gas |  | diesel oil |  | Gas |  | Diesel Oil
gas ¦ : diesel oil and crude oil | gas |  | diesel oil and crude oil |  | Gas |  | Diesel Oil and Crude Oil
gas ¦ : diesel oil and natural gas | gas |  | diesel oil and natural gas |  | Gas |  | Diesel Oil and Natural Gas
gas ¦ : finex gas | gas |  | finex gas |  | Gas |  | Finex Gas
gas ¦ : fuel oil | gas |  | fuel oil |  | Gas |  | Fuel Oil
gas ¦ : gas | gas |  | gas |  | Gas |  | Gas
gas ¦ : gas from steel mills | gas |  | gas from steel mills |  | Gas |  | Gas from Steel Mills
gas ¦ : gas oil and natural gas | gas |  | gas oil and natural gas |  | Gas |  | Gas Oil and Natural Gas
gas ¦ : hydro-carbon located underneath the surface. | gas |  | hydro-carbon located underneath the surface. |  | Gas |  | hydro-carbon located underneath the surface.
gas ¦ : kerosine | gas |  | kerosine |  | Gas |  | Kerosine
gas ¦ : light fuel oil and natural gas | gas |  | light fuel oil and natural gas |  | Gas |  | Light Fuel Oil and Natural Gas
gas ¦ : liquified natual gas | gas |  | liquified natual gas |  | Gas |  | Liquified Natual Gas
gas ¦ : liquified natural gas | gas |  | liquified natural gas |  | Gas |  | Liquified Natural Gas
gas ¦ : lng | gas |  | lng |  | Gas |  | LNG
gas ¦ : naptha and high speed diesel | gas |  | naptha and high speed diesel |  | Gas |  | Naptha and High Speed Diesel
gas ¦ : natual gas | gas |  | natual gas |  | Gas |  | Natual Gas
gas ¦ : natual gas and crude oil | gas |  | natual gas and crude oil |  | Gas |  | Natual Gas and Crude Oil
gas ¦ : natual gas and diesel | gas |  | natual gas and diesel |  | Gas |  | Natual Gas and Diesel
gas ¦ : natual gas and light fuel oil | gas |  | natual gas and light fuel oil |  | Gas |  | Natual Gas and Light Fuel Oil
gas ¦ : natural gas | gas |  | natural gas | light fuel oil/diesel | Gas |  | Natural Gas | Light Fuel Oil/Diesel
gas ¦ : natural gas (diesel as backup) | gas |  | natural gas (diesel as backup) |  | Gas |  | Natural Gas (diesel as backup)
gas ¦ : natural gas and crude oil | gas |  | natural gas and crude oil |  | Gas |  | Natural Gas and Crude Oil
gas ¦ : natural gas and diesel | gas |  | natural gas and diesel |  | Gas |  | Natural Gas and Diesel
gas ¦ : natural gas and diesel oil | gas |  | natural gas and diesel oil |  | Gas |  | Natural Gas and Diesel Oil
gas ¦ : natural gas and fuel oil | gas |  | natural gas and fuel oil |  | Gas |  | Natural Gas and Fuel Oil
gas ¦ : natural gas and gas oil | gas |  | natural gas and gas oil |  | Gas |  | Natural Gas and Gas Oil
gas ¦ : natural gas and light fuel oil | gas |  | natural gas and light fuel oil |  | Gas |  | Natural Gas and Light Fuel Oil
gas ¦ : natural gas and light oil | gas |  | natural gas and light oil |  | Gas |  | Natural Gas and light oil
gas ¦ : natural gas and no 2 distillate oil | gas |  | natural gas and no 2 distillate oil |  | Gas |  | Natural Gas and No 2 Distillate Oil
gas ¦ : natural gas, backed up with distillate oil | gas |  | natural gas, backed up with distillate oil |  | Gas |  | Natural gas, backed up with distillate oil
gas ¦ : natural gas, diesel | gas |  | natural gas, diesel |  | Gas |  | Natural Gas, Diesel
gas ¦ : natural gas, naphtha, hsd, mixed fuel | gas |  | natural gas, naphtha, hsd, mixed fuel |  | Gas |  | Natural Gas, Naphtha, HSD, Mixed fuel
gas ¦ : natural gas, oil | gas |  | natural gas, oil |  | Gas |  | Natural Gas, Oil
gas ¦ combined cycle gas engine (ccge) : natural gas | gas | combined cycle gas engine (ccge) | natural gas |  | Gas | Combined Cycle Gas Engine (CCGE) | Natural Gas
gas ¦ combined cycle gas turbine : | gas | combined cycle gas turbine |  |  | Gas | Combined Cycle Gas Turbine
gas ¦ combined cycle gas turbine : blast furnace gas | gas | combined cycle gas turbine | blast furnace gas | natural gas | Gas | Combined Cycle Gas Turbine | Blast Furnace Gas | Natural Gas
gas ¦ combined cycle gas turbine : city gas (from liquified natural gas) | gas | combined cycle gas turbine | city gas (from liquified natural gas) |  | Gas | Combined Cycle Gas Turbine | City gas (from Liquified Natural Gas)
gas ¦ combined cycle gas turbine : city gas (natural gas) | gas | combined cycle gas turbine | city gas (natural gas) | fuel oil | Gas | Combined Cycle Gas Turbine | City Gas (Natural Gas) | Fuel Oil
gas ¦ combined cycle gas turbine : coal seam gas | gas | combined cycle gas turbine | coal seam gas |  | Gas | Combined Cycle Gas Turbine | Coal Seam Gas
gas ¦ combined cycle gas turbine : coal syngas | gas | combined cycle gas turbine | coal syngas | wood waste | Gas | Combined Cycle Gas Turbine | Coal Syngas | Wood Waste
gas ¦ combined cycle gas turbine : diesel oil | gas | combined cycle gas turbine | diesel oil |  | Gas | Combined Cycle Gas Turbine | Diesel Oil
gas ¦ combined cycle gas turbine : distillate oil | gas | combined cycle gas turbine | distillate oil |  | Gas | Combined Cycle Gas Turbine | Distillate Oil
gas ¦ combined cycle gas turbine : fuel oil | gas | combined cycle gas turbine | fuel oil |  | Gas | Combined Cycle Gas Turbine | Fuel Oil
gas ¦ combined cycle gas turbine : gas | gas | combined cycle gas turbine | gas |  | Gas | Combined Cycle Gas Turbine | Gas
gas ¦ combined cycle gas turbine : gas oil | gas | combined cycle gas turbine | gas oil | natural gas | Gas | Combined Cycle Gas Turbine | Gas Oil | Natural Gas
gas ¦ combined cycle gas turbine : heavy fuel oil | gas | combined cycle gas turbine | heavy fuel oil | light fuel oil/diesel | Gas | Combined Cycle Gas Turbine | Heavy Fuel Oil | Light Fuel Oil/Diesel
gas ¦ combined cycle gas turbine : high and low pressure natural gas, and landfill gas | gas | combined cycle gas turbine | high and low pressure natural gas, and landfill gas |  | Gas | Combined Cycle Gas Turbine | High and low pressure natural gas, and landfill gas
gas ¦ combined cycle gas turbine : light crude oil | gas | combined cycle gas turbine | light crude oil | natural gas | Gas | Combined Cycle Gas Turbine | Light Crude Oil | Natural Gas
gas ¦ combined cycle gas turbine : light fuel oil | gas | combined cycle gas turbine | light fuel oil | natural gas | Gas | Combined Cycle Gas Turbine | Light Fuel Oil | Natural Gas
gas ¦ combined cycle gas turbine : light fuel oil and natural gas | gas | combined cycle gas turbine | light fuel oil and natural gas |  | Gas | Combined Cycle Gas Turbine | Light Fuel Oil and Natural Gas
gas ¦ combined cycle gas turbine : liquified natual gas | gas | combined cycle gas turbine | liquified natual gas |  | Gas | Combined Cycle Gas Turbine | Liquified Natual Gas
gas ¦ combined cycle gas turbine : liquified natural gas | gas | combined cycle gas turbine | liquified natural gas |  | Gas | Combined Cycle Gas Turbine | Liquified Natural Gas
gas ¦ combined cycle gas turbine : liquified natural gas (lng) | gas | combined cycle gas turbine | liquified natural gas (lng) |  | Gas | Combined Cycle Gas Turbine | Liquified Natural Gas (LNG)
gas ¦ combined cycle gas turbine : liquified natural gas, heavy oil | gas | combined cycle gas turbine | liquified natural gas, heavy oil |  | Gas | Combined Cycle Gas Turbine | Liquified Natural Gas, Heavy Oil
gas ¦ combined cycle gas turbine : lng | gas | combined cycle gas turbine | lng |  | Gas | Combined Cycle Gas Turbine | LNG
gas ¦ combined cycle gas turbine : lng (liquified natural gas) | gas | combined cycle gas turbine | lng (liquified natural gas) |  | Gas | Combined Cycle Gas Turbine | LNG (Liquified Natural Gas)
gas ¦ combined cycle gas turbine : lng (liquified natural gas) lpg | gas | combined cycle gas turbine | lng (liquified natural gas) lpg |  | Gas | Combined Cycle Gas Turbine | LNG (Liquified Natural Gas) LPG
gas ¦ combined cycle gas turbine : lpg | gas | combined cycle gas turbine | lpg | light fuel oil/diesel | Gas | Combined Cycle Gas Turbine | LPG | Light Fuel Oil/Diesel
gas ¦ combined cycle gas turbine : marine diesel | gas | combined cycle gas turbine | marine diesel |  | Gas | Combined Cycle Gas Turbine | Marine Diesel
gas ¦ combined cycle gas turbine : methene | gas | combined cycle gas turbine | methene | natural gas | Gas | Combined Cycle Gas Turbine | Methene | Natural Gas
gas ¦ combined cycle gas turbine : naphtha | gas | combined cycle gas turbine | naphtha | natural gas | Gas | Combined Cycle Gas Turbine | Naphtha | Natural Gas
gas ¦ combined cycle gas turbine : naptha | gas | combined cycle gas turbine | naptha |  | Gas | Combined Cycle Gas Turbine | Naptha
gas ¦ combined cycle gas turbine : natual gas | gas | combined cycle gas turbine | natual gas |  | Gas | Combined Cycle Gas Turbine | Natual Gas
gas ¦ combined cycle gas turbine : natudal gas | gas | combined cycle gas turbine | natudal gas |  | Gas | Combined Cycle Gas Turbine | Natudal Gas
gas ¦ combined cycle gas turbine : natural gas | gas | combined cycle gas turbine | natural gas | light fuel oil/diesel | Gas | Combined Cycle Gas Turbine | Natural Gas | Light Fuel Oil/Diesel
gas ¦ combined cycle gas turbine : natural gas (coal-seam gas) | gas | combined cycle gas turbine | natural gas (coal-seam gas) |  | Gas | Combined Cycle Gas Turbine | Natural Gas (coal-seam gas)
gas ¦ combined cycle gas turbine : natural gas (lng) | gas | combined cycle gas turbine | natural gas (lng) |  | Gas | Combined Cycle Gas Turbine | Natural Gas (LNG)
gas ¦ combined cycle gas turbine : natural gas (low btu) | gas | combined cycle gas turbine | natural gas (low btu) | fuel oil | Gas | Combined Cycle Gas Turbine | Natural Gas (low BTU) | Fuel Oil
gas ¦ combined cycle gas turbine : natural gas and diesel oil | gas | combined cycle gas turbine | natural gas and diesel oil |  | Gas | Combined Cycle Gas Turbine | Natural Gas and Diesel Oil
gas ¦ combined cycle gas turbine : natural gas and gas oil | gas | combined cycle gas turbine | natural gas and gas oil |  | Gas | Combined Cycle Gas Turbine | Natural Gas and Gas Oil
gas ¦ combined cycle gas turbine : natural gas and hsd | gas | combined cycle gas turbine | natural gas and hsd | light fuel oil/diesel | Gas | Combined Cycle Gas Turbine | Natural Gas and HSD | Light Fuel Oil/Diesel
gas ¦ combined cycle gas turbine : natural gas and light fuel oil | gas | combined cycle gas turbine | natural gas and light fuel oil |  | Gas | Combined Cycle Gas Turbine | Natural Gas and Light Fuel Oil
gas ¦ combined cycle gas turbine : natural gas and oil | gas | combined cycle gas turbine | natural gas and oil |  | Gas | Combined Cycle Gas Turbine | Natural Gas and Oil
gas ¦ combined cycle gas turbine : natural gas, fuel oil, hsd | gas | combined cycle gas turbine | natural gas, fuel oil, hsd | fuel oil | Gas | Combined Cycle Gas Turbine | Natural Gas, Fuel Oil, HSD | Fuel Oil
gas ¦ combined cycle gas turbine : natural gas, hsd | gas | combined cycle gas turbine | natural gas, hsd | naptha | Gas | Combined Cycle Gas Turbine | Natural Gas, HSD | Naptha
gas ¦ combined cycle gas turbine : natural gas, r-lng | gas | combined cycle gas turbine | natural gas, r-lng | naptha | Gas | Combined Cycle Gas Turbine | Natural Gas, R-LNG | Naptha
gas ¦ combined cycle gas turbine : naural gas | gas | combined cycle gas turbine | naural gas | residual oil | Gas | Combined Cycle Gas Turbine | Naural Gas | Residual Oil
gas ¦ combined cycle gas turbine : regassified lng | gas | combined cycle gas turbine | regassified lng |  | Gas | Combined Cycle Gas Turbine | Regassified LNG
gas ¦ combined cycle gas turbine : syn gas from coal gasification | gas | combined cycle gas turbine | syn gas from coal gasification | natural gas | Gas | Combined Cycle Gas Turbine | Syn gas from Coal Gasification | Natural Gas
gas ¦ combined cycle gas turbine : syngas from refinery residual oil | gas | combined cycle gas turbine | syngas from refinery residual oil |  | Gas | Combined Cycle Gas Turbine | syngas from refinery residual oil
gas ¦ combined cycle gas turbine : treated crude oil | gas | combined cycle gas turbine | treated crude oil | natural gas | Gas | Combined Cycle Gas Turbine | Treated Crude Oil | Natural Gas
gas ¦ gas engines : heavy fuel oil | gas | gas engines | heavy fuel oil | natural gas | Gas | Gas Engines | Heavy Fuel Oil | Natural Gas
gas ¦ gas engines : natural gas | gas | gas engines | natural gas |  | Gas | Gas Engines | Natural Gas
gas ¦ heat and power ge : natural gas | gas | heat and power ge | natural gas | fuel oil | Gas | Heat and Power GE | Natural Gas | Fuel Oil
gas ¦ heat and power steam turbine : blast furnace gas and coke oven gas | gas | heat and power steam turbine | blast furnace gas and coke oven gas | natural gas | Gas | Heat and Power Steam Turbine | Blast furnace gas and coke oven gas | Natural Gas
gas ¦ heat and power steam turbine : natural gas | gas | heat and power steam turbine | natural gas | fuel oil | Gas | Heat and Power Steam Turbine | Natural Gas | Fuel Oil
gas ¦ ocgt and ccgt : natural gas | gas | ocgt and ccgt | natural gas |  | Gas | OCGT and CCGT | Natural Gas
gas ¦ ocgt and ccgt : natural gas ( | gas | ocgt and ccgt | natural gas ( |  | Gas | OCGT and CCGT | Natural Gas (
gas ¦ open cycle gas turbine : | gas | open cycle gas turbine |  |  | Gas | Open Cycle Gas Turbine
gas ¦ open cycle gas turbine : associated natural gas | gas | open cycle gas turbine | associated natural gas |  | Gas | Open Cycle Gas Turbine | Associated Natural Gas
gas ¦ open cycle gas turbine : crude oil and diesel | gas | open cycle gas turbine | crude oil and diesel |  | Gas | Open Cycle Gas Turbine | Crude Oil and Diesel
gas ¦ open cycle gas turbine : crude oil and natural gas | gas | open cycle gas turbine | crude oil and natural gas |  | Gas | Open Cycle Gas Turbine | Crude Oil and Natural Gas
gas ¦ open cycle gas turbine : diesel | gas | open cycle gas turbine | diesel | heavy fuel oil | Gas | Open Cycle Gas Turbine | Diesel | Heavy Fuel Oil
gas ¦ open cycle gas turbine : diesel oil | gas | open cycle gas turbine | diesel oil | natural gas | Gas | Open Cycle Gas Turbine | Diesel Oil | Natural Gas
gas ¦ open cycle gas turbine : dis | gas | open cycle gas turbine | dis |  | Gas | Open Cycle Gas Turbine | Dis
gas ¦ open cycle gas turbine : distillate oil | gas | open cycle gas turbine | distillate oil |  | Gas | Open Cycle Gas Turbine | Distillate Oil
gas ¦ open cycle gas turbine : fuel oil | gas | open cycle gas turbine | fuel oil | natural gas | Gas | Open Cycle Gas Turbine | Fuel Oil | Natural Gas
gas ¦ open cycle gas turbine : fuel oil and gas oil | gas | open cycle gas turbine | fuel oil and gas oil |  | Gas | Open Cycle Gas Turbine | Fuel Oil and Gas Oil
gas ¦ open cycle gas turbine : fuel oil distillate | gas | open cycle gas turbine | fuel oil distillate |  | Gas | Open Cycle Gas Turbine | Fuel Oil Distillate
gas ¦ open cycle gas turbine : fuel oil heavy | gas | open cycle gas turbine | fuel oil heavy | natural gas | Gas | Open Cycle Gas Turbine | Fuel Oil Heavy | Natural Gas
gas ¦ open cycle gas turbine : fuel oil light | gas | open cycle gas turbine | fuel oil light |  | Gas | Open Cycle Gas Turbine | Fuel Oil Light
gas ¦ open cycle gas turbine : gas | gas | open cycle gas turbine | gas | light fuel oil/diesel | Gas | Open Cycle Gas Turbine | Gas | Light Fuel Oil/Diesel
gas ¦ open cycle gas turbine : gas (coke oven waste gas) | gas | open cycle gas turbine | gas (coke oven waste gas) |  | Gas | Open Cycle Gas Turbine | Gas (coke oven waste gas)
gas ¦ open cycle gas turbine : gas oil | gas | open cycle gas turbine | gas oil |  | Gas | Open Cycle Gas Turbine | Gas Oil
gas ¦ open cycle gas turbine : gas oil and natural gas | gas | open cycle gas turbine | gas oil and natural gas |  | Gas | Open Cycle Gas Turbine | Gas Oil and Natural Gas
gas ¦ open cycle gas turbine : ifo 180 | gas | open cycle gas turbine | ifo 180 | light fuel oil/diesel | Gas | Open Cycle Gas Turbine | IFO 180 | Light Fuel Oil/Diesel
gas ¦ open cycle gas turbine : kerosine | gas | open cycle gas turbine | kerosine | natural gas | Gas | Open Cycle Gas Turbine | Kerosine | Natural Gas
gas ¦ open cycle gas turbine : light crude oil | gas | open cycle gas turbine | light crude oil | natural gas | Gas | Open Cycle Gas Turbine | Light Crude Oil | Natural Gas
gas ¦ open cycle gas turbine : light fuel oil | gas | open cycle gas turbine | light fuel oil |  | Gas | Open Cycle Gas Turbine | Light Fuel Oil
gas ¦ open cycle gas turbine : lng | gas | open cycle gas turbine | lng |  | Gas | Open Cycle Gas Turbine | LNG
gas ¦ open cycle gas turbine : naphtha | gas | open cycle gas turbine | naphtha |  | Gas | Open Cycle Gas Turbine | Naphtha
gas ¦ open cycle gas turbine : natual gas | gas | open cycle gas turbine | natual gas |  | Gas | Open Cycle Gas Turbine | Natual Gas
gas ¦ open cycle gas turbine : natual gas and hsd | gas | open cycle gas turbine | natual gas and hsd |  | Gas | Open Cycle Gas Turbine | Natual Gas and HSD
gas ¦ open cycle gas turbine : natural gas | gas | open cycle gas turbine | natural gas | light fuel oil/diesel | Gas | Open Cycle Gas Turbine | Natural Gas | Light Fuel Oil/Diesel
gas ¦ open cycle gas turbine : natural gas and diesel | gas | open cycle gas turbine | natural gas and diesel |  | Gas | Open Cycle Gas Turbine | Natural Gas and Diesel
gas ¦ open cycle gas turbine : natural gas and diesel oil | gas | open cycle gas turbine | natural gas and diesel oil |  | Gas | Open Cycle Gas Turbine | Natural Gas and Diesel Oil
gas ¦ open cycle gas turbine : natural gas and heavy fuel oil | gas | open cycle gas turbine | natural gas and heavy fuel oil |  | Gas | Open Cycle Gas Turbine | Natural Gas and Heavy Fuel Oil
gas ¦ open cycle gas turbine : natural gas and hsd | gas | open cycle gas turbine | natural gas and hsd |  | Gas | Open Cycle Gas Turbine | Natural Gas and HSD
gas ¦ open cycle gas turbine : oil | gas | open cycle gas turbine | oil |  | Gas | Open Cycle Gas Turbine | Oil
gas ¦ open cycle gas turbine : oil (hsd) | gas | open cycle gas turbine | oil (hsd) |  | Gas | Open Cycle Gas Turbine | Oil (HSD)
gas ¦ open cycle gas turbine : oil distillate gasoil | gas | open cycle gas turbine | oil distillate gasoil |  | Gas | Open Cycle Gas Turbine | Oil Distillate gasoil
gas ¦ open cycle gas turbine : treated crude oil | gas | open cycle gas turbine | treated crude oil | light fuel oil/diesel | Gas | Open Cycle Gas Turbine | Treated Crude Oil | Light Fuel Oil/Diesel
gas ¦ power and desalination combined cycle gas turbine : natural gas | gas | power and desalination combined cycle gas turbine | natural gas |  | Gas | Power and Desalination Combined Cycle Gas Turbine | Natural Gas
gas ¦ power and desalination combined cycle gas turbine : sales gas and hfo | gas | power and desalination combined cycle gas turbine | sales gas and hfo | light fuel oil/diesel | Gas | Power and Desalination Combined Cycle Gas Turbine | Sales Gas and HFO | Light Fuel Oil/Diesel
gas ¦ power and desalination open cycle gas turbine : | gas | power and desalination open cycle gas turbine |  |  | Gas | Power and Desalination Open Cycle Gas Turbine
gas ¦ power and desalination open cycle gas turbine : natural gas | gas | power and desalination open cycle gas turbine | natural gas | gas oil | Gas | Power and Desalination Open Cycle Gas Turbine | Natural Gas | Gas Oil
gas ¦ power and heat combined cycle gas turbine : blast furnace gas (bfg) | gas | power and heat combined cycle gas turbine | blast furnace gas (bfg) | natural gas | Gas | Power and Heat Combined Cycle Gas Turbine | blast furnace gas (BFG) | Natural Gas
gas ¦ power and heat combined cycle gas turbine : fuel oil heavy | gas | power and heat combined cycle gas turbine | fuel oil heavy |  | Gas | Power and Heat Combined Cycle Gas Turbine | Fuel Oil Heavy
gas ¦ power and heat combined cycle gas turbine : gas | gas | power and heat combined cycle gas turbine | gas |  | Gas | Power and Heat Combined Cycle Gas Turbine | Gas
gas ¦ power and heat combined cycle gas turbine : naptha | gas | power and heat combined cycle gas turbine | naptha | natural gas | Gas | Power and Heat Combined Cycle Gas Turbine | Naptha | Natural Gas
gas ¦ power and heat combined cycle gas turbine : natual gas | gas | power and heat combined cycle gas turbine | natual gas |  | Gas | Power and Heat Combined Cycle Gas Turbine | Natual Gas
gas ¦ power and heat combined cycle gas turbine : natural gas | gas | power and heat combined cycle gas turbine | natural gas |  | Gas | Power and Heat Combined Cycle Gas Turbine | Natural Gas
gas ¦ power and heat combined cycle gas turbine : natural gas (recovery gas from steel mill) | gas | power and heat combined cycle gas turbine | natural gas (recovery gas from steel mill) |  | Gas | Power and Heat Combined Cycle Gas Turbine | Natural Gas (Recovery gas from steel mill)
gas ¦ power and heat combined cycle gas turbine : natural gas and wood waste | gas | power and heat combined cycle gas turbine | natural gas and wood waste |  | Gas | Power and Heat Combined Cycle Gas Turbine | Natural gas and wood waste
gas ¦ power and heat open cycle gas turbine : | gas | power and heat open cycle gas turbine |  |  | Gas | Power and Heat Open Cycle Gas Turbine
gas ¦ power and heat open cycle gas turbine : natural gas | gas | power and heat open cycle gas turbine | natural gas | fuel oil | Gas | Power and Heat Open Cycle Gas Turbine | Natural Gas | Fuel Oil
gas ¦ power and heat open cycle gas turbine : natural gas and produced gas | gas | power and heat open cycle gas turbine | natural gas and produced gas |  | Gas | Power and Heat Open Cycle Gas Turbine | Natural gas and produced gas
gas ¦ power and heat open cycle gas turbine : natural gas and regeneration gas | gas | power and heat open cycle gas turbine | natural gas and regeneration gas |  | Gas | Power and Heat Open Cycle Gas Turbine | Natural gas and regeneration gas
gas ¦ power and heat open cycle gas turbine : oil distillate | gas | power and heat open cycle gas turbine | oil distillate | natural gas | Gas | Power and Heat Open Cycle Gas Turbine | Oil distillate | Natural Gas
gas ¦ power and heat open cycle gas turbine : refinery residue (oil, gas) | gas | power and heat open cycle gas turbine | refinery residue (oil, gas) |  | Gas | Power and Heat Open Cycle Gas Turbine | Refinery Residue (Oil, Gas)
gas ¦ sub-critical thermal : blast furnace gas (dowson gas) | gas | sub-critical thermal | blast furnace gas (dowson gas) | natural gas | Gas | Sub-critical Thermal | Blast Furnace Gas (Dowson Gas) | Natural Gas
gas ¦ sub-critical thermal : heavy oil | gas | sub-critical thermal | heavy oil | natural gas | Gas | Sub-critical Thermal | Heavy Oil | Natural Gas
gas ¦ sub-critical thermal : high-calorific coke-oven gas and blast furnace gas | gas | sub-critical thermal | high-calorific coke-oven gas and blast furnace gas |  | Gas | Sub-critical Thermal | high-calorific coke-oven gas and blast furnace gas
gas ¦ sub-critical thermal : liquified natural gas | gas | sub-critical thermal | liquified natural gas |  | Gas | Sub-critical Thermal | Liquified Natural Gas
gas ¦ sub-critical thermal : lshs oil | gas | sub-critical thermal | lshs oil | natural gas | Gas | Sub-critical Thermal | LSHS Oil | Natural Gas
gas ¦ sub-critical thermal : natual gas and hsd | gas | sub-critical thermal | natual gas and hsd |  | Gas | Sub-critical Thermal | Natual Gas and HSD
gas ¦ sub-critical thermal : natural gas | gas | sub-critical thermal | natural gas | light fuel oil/diesel | Gas | Sub-critical Thermal | Natural Gas | Light Fuel Oil/Diesel
gas ¦ sub-critical thermal : natural gas and furnace oil | gas | sub-critical thermal | natural gas and furnace oil | residual oil | Gas | Sub-critical Thermal | Natural Gas and Furnace Oil | Residual Oil
gas ¦ sub-critical thermal : natural gas and heavy fuel oil | gas | sub-critical thermal | natural gas and heavy fuel oil |  | Gas | Sub-critical Thermal | Natural Gas and Heavy Fuel Oil
gas ¦ sub-critical thermal : natural gas and heavy oil | gas | sub-critical thermal | natural gas and heavy oil |  | Gas | Sub-critical Thermal | Natural Gas and Heavy Oil
gas ¦ sub-critical thermal : natural gas and light fuel oil | gas | sub-critical thermal | natural gas and light fuel oil |  | Gas | Sub-critical Thermal | Natural Gas and Light Fuel Oil
gas ¦ super-critical thermal : liquified natural gas | gas | super-critical thermal | liquified natural gas |  | Gas | Super-critical Thermal | Liquified Natural Gas
gas ¦ super-critical thermal : liquified natural gas (lng) | gas | super-critical thermal | liquified natural gas (lng) |  | Gas | Super-critical Thermal | Liquified Natural Gas (LNG)
gas ¦ super-critical thermal : lng | gas | super-critical thermal | lng |  | Gas | Super-critical Thermal | LNG
gas ¦ super-critical thermal : natural gas | gas | super-critical thermal | natural gas | fuel oil | Gas | Super-critical Thermal | Natural Gas | Fuel Oil
gas ¦ thermal and ccgt : diesel oil | gas | thermal and ccgt | diesel oil |  | Gas | Thermal and CCGT | Diesel Oil
gas ¦ thermal and ccgt : lng | gas | thermal and ccgt | lng |  | Gas | Thermal and CCGT | LNG
gas ¦ thermal and ccgt : natural gas | gas | thermal and ccgt | natural gas | heavy fuel oil | Gas | Thermal and CCGT | Natural Gas | Heavy Fuel Oil
gas ¦ thermal and ccgt : natural gas, heavy oil, coke oven gas | gas | thermal and ccgt | natural gas, heavy oil, coke oven gas |  | Gas | Thermal and CCGT | Natural Gas, Heavy Oil, Coke Oven Gas
gas ¦ thermal and ocgt : fuel oil | gas | thermal and ocgt | fuel oil | light fuel oil/diesel | Gas | Thermal and OCGT | Fuel Oil | Light Fuel Oil/Diesel
gas ¦ thermal and ocgt : lng | gas | thermal and ocgt | lng | gas oil | Gas | Thermal and OCGT | LNG | Gas Oil
gas ¦ thermal and ocgt : natural gas | gas | thermal and ocgt | natural gas | fuel oil | Gas | Thermal and OCGT | Natural Gas | Fuel Oil
gas ¦ thermal, ocgt and ccgt : lng | gas | thermal, ocgt and ccgt | lng | heavy fuel oil | Gas | Thermal, OCGT and CCGT | LNG | Heavy Fuel Oil
gas ¦ thermal, ocgt and ccgt : natural gas | gas | thermal, ocgt and ccgt | natural gas | fuel oil | Gas | Thermal, OCGT and CCGT | Natural Gas | Fuel Oil
geothermal ¦ : | geothermal |  |  |  | Geothermal
geothermal ¦ binary : | geothermal | binary |  |  | Geothermal | Binary
geothermal ¦ combined cycle (direct st followed by binary) : | geothermal | combined cycle (direct st followed by binary) |  |  | Geothermal | Combined Cycle (Direct ST followed by Binary)
geothermal ¦ direct and binary : | geothermal | direct and binary |  |  | Geothermal | Direct and Binary
geothermal ¦ direct subcritical steam condensing turbine (st) : | geothermal | direct subcritical steam condensing turbine (st) |  |  | Geothermal | Direct Subcritical Steam Condensing Turbine (ST)
geothermal ¦ double flash : | geothermal | double flash |  |  | Geothermal | Double Flash
geothermal ¦ flash : | geothermal | flash |  |  | Geothermal | Flash
geothermal ¦ triple flash : | geothermal | triple flash |  |  | Geothermal | Triple Flash
hydro ¦ : | hydro |  |  |  | Hydro
hydro ¦ barrage with run-of-river generation : | hydro | barrage with run-of-river generation |  |  | Hydro | Barrage with run-of-river Generation
hydro ¦ dam on a canal : | hydro | dam on a canal |  |  | Hydro | Dam on a canal
hydro ¦ dam on a lake : | hydro | dam on a lake |  |  | Hydro | Dam on a lake
hydro ¦ dam on river with reservoir : | hydro | dam on river with reservoir |  |  | Hydro | Dam on river with reservoir
hydro ¦ dam with run-of-river generation : | hydro | dam with run-of-river generation |  |  | Hydro | Dam with run-of-river generation
hydro ¦ other : | hydro | other |  |  | Hydro | Other
hydro ¦ pumped storage power plant : | hydro | pumped storage power plant |  |  | Hydro | Pumped Storage Power Plant
hydro ¦ tidal : | hydro | tidal |  |  | Hydro | Tidal
hydro ¦ water discharged from another project : | hydro | water discharged from another project |  |  | Hydro | Water discharged from another project
hydro ¦ weir on a canal : | hydro | weir on a canal |  |  | Hydro | Weir on a Canal
hydro ¦ weir on a river : | hydro | weir on a river |  |  | Hydro | Weir on a River
nuclear ¦ : | nuclear |  |  |  | Nuclear
oil ¦ : | oil |  |  |  | Oil
oil ¦ : crude oil and diesel | oil |  | crude oil and diesel |  | Oil |  | Crude Oil and Diesel
oil ¦ : crude oil and natural gas | oil |  | crude oil and natural gas |  | Oil |  | Crude Oil and Natural Gas
oil ¦ : diesel | oil |  | diesel |  | Oil |  | Diesel
oil ¦ : diesel oil | oil |  | diesel oil |  | Oil |  | Diesel Oil
oil ¦ : diesel oil and natural gas | oil |  | diesel oil and natural gas |  | Oil |  | Diesel Oil and Natural Gas
oil ¦ : distillate oil | oil |  | distillate oil |  | Oil |  | Distillate Oil
oil ¦ : fuel oil | oil |  | fuel oil |  | Oil |  | Fuel Oil
oil ¦ : fuel oil and natural gas | oil |  | fuel oil and natural gas |  | Oil |  | Fuel Oil and Natural Gas
oil ¦ : heavy fuel oil | oil |  | heavy fuel oil |  | Oil |  | Heavy Fuel Oil
oil ¦ : heavy fuel oil and crude oil | oil |  | heavy fuel oil and crude oil |  | Oil |  | Heavy Fuel Oil and Crude Oil
oil ¦ : heavy fuel oil and natural gas | oil |  | heavy fuel oil and natural gas |  | Oil |  | Heavy Fuel Oil and Natural Gas
oil ¦ : heavy fuel oil, natural gas | oil |  | heavy fuel oil, natural gas |  | Oil |  | Heavy Fuel Oil, Natural Gas
oil ¦ : heavy furnace oil | oil |  | heavy furnace oil |  | Oil |  | Heavy Furnace Oil
oil ¦ : heavy oil and crude oil | oil |  | heavy oil and crude oil |  | Oil |  | Heavy Oil and Crude Oil
oil ¦ : hfo, lfo, ng | oil |  | hfo, lfo, ng |  | Oil |  | HFO, LFO, NG
oil ¦ : jet fuel | oil |  | jet fuel |  | Oil |  | Jet Fuel
oil ¦ : kerosine | oil |  | kerosine |  | Oil |  | Kerosine
oil ¦ : light fuel oil | oil |  | light fuel oil |  | Oil |  | Light Fuel Oil
oil ¦ : low sulphur heavy stock (lshs) (switched from furnace oil in 2000) | oil |  | low sulphur heavy stock (lshs) (switched from furnace oil in 2000) |  | Oil |  | Low Sulphur Heavy Stock (LSHS) (switched from furnace oil in 2000)
oil ¦ : oil , gas | oil |  | oil , gas |  | Oil |  | Oil , Gas
oil ¦ : oil and lng | oil |  | oil and lng |  | Oil |  | Oil and LNG
oil ¦ : oil/diesel | oil |  | oil/diesel |  | Oil |  | Oil/Diesel
oil ¦ : other oil | oil |  | other oil |  | Oil |  | Other Oil
oil ¦ : petroleum coke | oil |  | petroleum coke |  | Oil |  | Petroleum Coke
oil ¦ : refinery gas | oil |  | refinery gas |  | Oil |  | Refinery Gas
oil ¦ : residual fuel oil | oil |  | residual fuel oil |  | Oil |  | Residual Fuel Oil
oil ¦ : residual furnace oil | oil |  | residual furnace oil |  | Oil |  | Residual Furnace Oil
oil ¦ : residual oil | oil |  | residual oil |  | Oil |  | Residual Oil
oil ¦ : residual oil, crude oil | oil |  | residual oil, crude oil |  | Oil |  | Residual Oil, Crude Oil
oil ¦ : residual oil, lpg | oil |  | residual oil, lpg |  | Oil |  | Residual oil, LPG
oil ¦ : residual oil, naptha | oil |  | residual oil, naptha |  | Oil |  | Residual Oil, Naptha
oil ¦ : waste oil | oil |  | waste oil |  | Oil |  | Waste Oil
oil ¦ cogeneration power and desalination steam turbine : heavy fuel oil, crude oil, gas oil | oil | cogeneration power and desalination steam turbine | heavy fuel oil, crude oil, gas oil | natural gas | Oil | Cogeneration Power and Desalination Steam Turbine | Heavy Fuel Oil, Crude Oil, Gas Oil | Natural Gas
oil ¦ cogeneration power and heat steam turbine : fuel oil | oil | cogeneration power and heat steam turbine | fuel oil | natural gas | Oil | Cogeneration Power and Heat Steam Turbine | Fuel Oil | Natural Gas
oil ¦ cogeneration power and heat steam turbine : fuel oil heavy | oil | cogeneration power and heat steam turbine | fuel oil heavy |  | Oil | Cogeneration Power and Heat Steam Turbine | Fuel Oil Heavy
oil ¦ cogeneration power and heat steam turbine : heavy fuel oil | oil | cogeneration power and heat steam turbine | heavy fuel oil |  | Oil | Cogeneration Power and Heat Steam Turbine | Heavy Fuel Oil
oil ¦ cogeneration power and heat steam turbine : heavy oil | oil | cogeneration power and heat steam turbine | heavy oil | natural gas | Oil | Cogeneration Power and Heat Steam Turbine | Heavy Oil | Natural Gas
oil ¦ cogeneration power and heat steam turbine : natural gas | oil | cogeneration power and heat steam turbine | natural gas | heavy fuel oil | Oil | Cogeneration Power and Heat Steam Turbine | Natural Gas | Heavy Fuel Oil
oil ¦ cogeneration power and heat steam turbine : top gas, cog, tar, natural gas, heavy oil | oil | cogeneration power and heat steam turbine | top gas, cog, tar, natural gas, heavy oil |  | Oil | Cogeneration Power and Heat Steam Turbine | top gas, COG, tar, natural gas, heavy oil
oil ¦ combustion turbine : diesel | oil | combustion turbine | diesel | light fuel oil | Oil | Combustion Turbine | Diesel | Light Fuel Oil
oil ¦ combustion turbine : distillate oil | oil | combustion turbine | distillate oil |  | Oil | Combustion Turbine | Distillate Oil
oil ¦ combustion turbine : fuel oil | oil | combustion turbine | fuel oil |  | Oil | Combustion Turbine | Fuel Oil
oil ¦ gas turbine : diesel | oil | gas turbine | diesel | natural gas | Oil | Gas Turbine | Diesel | Natural Gas
oil ¦ gas turbine : diesel oil | oil | gas turbine | diesel oil |  | Oil | Gas Turbine | Diesel Oil
oil ¦ gas turbine : distillate oil | oil | gas turbine | distillate oil |  | Oil | Gas Turbine | Distillate Oil
oil ¦ gas turbine : fuel oil and gas oil | oil | gas turbine | fuel oil and gas oil |  | Oil | Gas Turbine | Fuel Oil and Gas Oil
oil ¦ gas turbine : fuel oil distillate | oil | gas turbine | fuel oil distillate |  | Oil | Gas Turbine | Fuel Oil Distillate
oil ¦ gas turbine : heavy fuel oil | oil | gas turbine | heavy fuel oil |  | Oil | Gas Turbine | Heavy Fuel Oil
oil ¦ gas turbine : high speed diesel | oil | gas turbine | high speed diesel |  | Oil | Gas Turbine | High Speed Diesel
oil ¦ gas turbine : jet fuel jp4 5n8 | oil | gas turbine | jet fuel jp4 5n8 | naptha | Oil | Gas Turbine | Jet Fuel JP4 5N8 | Naptha
oil ¦ gas turbine : kerosine | oil | gas turbine | kerosine |  | Oil | Gas Turbine | Kerosine
oil ¦ gas turbine : light fuel oil | oil | gas turbine | light fuel oil |  | Oil | Gas Turbine | Light Fuel Oil
oil ¦ gas turbine : natural gas | oil | gas turbine | natural gas |  | Oil | Gas Turbine | Natural Gas
oil ¦ gas turbine : oil | oil | gas turbine | oil |  | Oil | Gas Turbine | Oil
oil ¦ gas turbine : other | oil | gas turbine | other |  | Oil | Gas Turbine | Other
oil ¦ mix of steam and combustion turbines : bunker oil (0.3% s) and kerosine | oil | mix of steam and combustion turbines | bunker oil (0.3% s) and kerosine |  | Oil | Mix of Steam and Combustion Turbines | Bunker Oil (0.3% S) and Kerosine
oil ¦ mix of steam and combustion turbines : diesel and heavy oil | oil | mix of steam and combustion turbines | diesel and heavy oil |  | Oil | Mix of Steam and Combustion Turbines | Diesel and Heavy Oil
oil ¦ mix of steam and combustion turbines : fuel oil | oil | mix of steam and combustion turbines | fuel oil | natural gas | Oil | Mix of Steam and Combustion Turbines | Fuel Oil | Natural Gas
oil ¦ mix of steam and combustion turbines : fuel oil no 6 | oil | mix of steam and combustion turbines | fuel oil no 6 | diesel | Oil | Mix of Steam and Combustion Turbines | Fuel oil No 6 | Diesel
oil ¦ mix of steam and combustion turbines : heavy fuel oil and light fuel oil | oil | mix of steam and combustion turbines | heavy fuel oil and light fuel oil |  | Oil | Mix of Steam and Combustion Turbines | Heavy Fuel Oil and Light Fuel Oil
oil ¦ mix of steam and combustion turbines : heavy oil and diesel | oil | mix of steam and combustion turbines | heavy oil and diesel | natural gas | Oil | Mix of Steam and Combustion Turbines | Heavy Oil and Diesel | Natural Gas
oil ¦ oil engine : | oil | oil engine |  |  | Oil | Oil Engine
oil ¦ oil engine : 180cst grade furnace oil | oil | oil engine | 180cst grade furnace oil |  | Oil | Oil Engine | 180CST Grade furnace oil
oil ¦ oil engine : bunker oil | oil | oil engine | bunker oil |  | Oil | Oil Engine | Bunker Oil
oil ¦ oil engine : diesel | oil | oil engine | diesel |  | Oil | Oil Engine | Diesel
oil ¦ oil engine : diesel - bs1800 | oil | oil engine | diesel - bs1800 |  | Oil | Oil Engine | Diesel - BS1800
oil ¦ oil engine : diesel and bunker fuel | oil | oil engine | diesel and bunker fuel |  | Oil | Oil Engine | Diesel and Bunker fuel
oil ¦ oil engine : diesel oil | oil | oil engine | diesel oil | light fuel oil | Oil | Oil Engine | diesel Oil | Light Fuel Oil
oil ¦ oil engine : fuel oil | oil | oil engine | fuel oil |  | Oil | Oil Engine | Fuel Oil
oil ¦ oil engine : fuel oil bunker c | oil | oil engine | fuel oil bunker c | diesel | Oil | Oil Engine | Fuel Oil Bunker C | Diesel
oil ¦ oil engine : fuel oil diesel no 2 | oil | oil engine | fuel oil diesel no 2 |  | Oil | Oil Engine | Fuel Oil Diesel No 2
oil ¦ oil engine : fuel oil medium | oil | oil engine | fuel oil medium |  | Oil | Oil Engine | Fuel Oil Medium
oil ¦ oil engine : fuel oil up to 360 cst | oil | oil engine | fuel oil up to 360 cst |  | Oil | Oil Engine | Fuel Oil up to 360 CSt
oil ¦ oil engine : heavy fuel oil | oil | oil engine | heavy fuel oil |  | Oil | Oil Engine | Heavy Fuel Oil
oil ¦ oil engine : heavy fuel oil (bunker c) | oil | oil engine | heavy fuel oil (bunker c) |  | Oil | Oil Engine | Heavy Fuel Oil (Bunker C)
oil ¦ oil engine : heavy fuel oil no 6 | oil | oil engine | heavy fuel oil no 6 |  | Oil | Oil Engine | Heavy Fuel Oil No 6
oil ¦ oil engine : heavy furnace oil | oil | oil engine | heavy furnace oil |  | Oil | Oil Engine | Heavy Furnace Oil
oil ¦ oil engine : heavy oil | oil | oil engine | heavy oil |  | Oil | Oil Engine | Heavy Oil
oil ¦ oil engine : light diesel fuel | oil | oil engine | light diesel fuel |  | Oil | Oil Engine | Light diesel fuel
oil ¦ oil engine : low sulphur heavy stock (lshs) oil | oil | oil engine | low sulphur heavy stock (lshs) oil |  | Oil | Oil Engine | Low Sulphur Heavy Stock (LSHS) Oil
oil ¦ oil engine : lshs l | oil | oil engine | lshs l | diesel | Oil | Oil Engine | LSHS l | Diesel
oil ¦ oil engine : lshs oil | oil | oil engine | lshs oil | diesel | Oil | Oil Engine | LSHS Oil | Diesel
oil ¦ oil engine : oil | oil | oil engine | oil |  | Oil | Oil Engine | Oil
oil ¦ oil engine : other | oil | oil engine | other |  | Oil | Oil Engine | Other
oil ¦ oil engine : residual fuel oil | oil | oil engine | residual fuel oil | light fuel oil | Oil | Oil Engine | Residual Fuel Oil | Light Fuel Oil
oil ¦ sub-critical steam turbine : | oil | sub-critical steam turbine |  |  | Oil | Sub-critical Steam Turbine
oil ¦ sub-critical steam turbine : crude oil | oil | sub-critical steam turbine | crude oil | heavy fuel oil | Oil | Sub-critical Steam Turbine | Crude Oil | Heavy Fuel Oil
oil ¦ sub-critical steam turbine : diesel | oil | sub-critical steam turbine | diesel |  | Oil | Sub-critical Steam Turbine | Diesel
oil ¦ sub-critical steam turbine : diesel oil | oil | sub-critical steam turbine | diesel oil |  | Oil | Sub-critical Steam Turbine | diesel Oil
oil ¦ sub-critical steam turbine : fuel oil | oil | sub-critical steam turbine | fuel oil |  | Oil | Sub-critical Steam Turbine | Fuel Oil
oil ¦ sub-critical steam turbine : fuel oil (eo 5-ls) | oil | sub-critical steam turbine | fuel oil (eo 5-ls) | heavy fuel oil | Oil | Sub-critical Steam Turbine | Fuel Oil (Eo 5-LS) | Heavy Fuel Oil
oil ¦ sub-critical steam turbine : fuel oil and diesel | oil | sub-critical steam turbine | fuel oil and diesel | natural gas | Oil | Sub-critical Steam Turbine | Fuel Oil and Diesel | Natural Gas
oil ¦ sub-critical steam turbine : fuel oil heavy | oil | sub-critical steam turbine | fuel oil heavy |  | Oil | Sub-critical Steam Turbine | Fuel Oil Heavy
oil ¦ sub-critical steam turbine : fuel oil heavy and light | oil | sub-critical steam turbine | fuel oil heavy and light |  | Oil | Sub-critical Steam Turbine | Fuel Oil heavy and light
oil ¦ sub-critical steam turbine : fuel oil type a1 | oil | sub-critical steam turbine | fuel oil type a1 |  | Oil | Sub-critical Steam Turbine | Fuel oil type A1
oil ¦ sub-critical steam turbine : furnace oil | oil | sub-critical steam turbine | furnace oil | natural gas | Oil | Sub-critical Steam Turbine | Furnace Oil | Natural Gas
oil ¦ sub-critical steam turbine : heavy fuel oil | oil | sub-critical steam turbine | heavy fuel oil |  | Oil | Sub-critical Steam Turbine | Heavy Fuel Oil
oil ¦ sub-critical steam turbine : heavy fuel oil (bunker c) | oil | sub-critical steam turbine | heavy fuel oil (bunker c) |  | Oil | Sub-critical Steam Turbine | heavy Fuel Oil (Bunker C)
oil ¦ sub-critical steam turbine : heavy fuel oil and natural gas | oil | sub-critical steam turbine | heavy fuel oil and natural gas |  | Oil | Sub-critical Steam Turbine | Heavy Fuel Oil and Natural Gas
oil ¦ sub-critical steam turbine : heavy furnace oil | oil | sub-critical steam turbine | heavy furnace oil | natural gas | Oil | Sub-critical Steam Turbine | Heavy Furnace Oil | Natural Gas
oil ¦ sub-critical steam turbine : heavy oil | oil | sub-critical steam turbine | heavy oil |  | Oil | Sub-critical Steam Turbine | Heavy Oil
oil ¦ sub-critical steam turbine : heavy oil (for st) | oil | sub-critical steam turbine | heavy oil (for st) | diesel | Oil | Sub-critical Steam Turbine | Heavy Oil (for ST) | Diesel
oil ¦ sub-critical steam turbine : heavy oil, crude | oil | sub-critical steam turbine | heavy oil, crude | light fuel oil | Oil | Sub-critical Steam Turbine | Heavy oil, Crude | Light Fuel Oil
oil ¦ sub-critical steam turbine : light fuel oil | oil | sub-critical steam turbine | light fuel oil |  | Oil | Sub-critical Steam Turbine | Light Fuel Oil
oil ¦ sub-critical steam turbine : low sulphur fuel oil | oil | sub-critical steam turbine | low sulphur fuel oil |  | Oil | Sub-critical Steam Turbine | Low Sulphur Fuel Oil
oil ¦ sub-critical steam turbine : natual gas | oil | sub-critical steam turbine | natual gas | heavy fuel oil | Oil | Sub-critical Steam Turbine | Natual Gas | Heavy Fuel Oil
oil ¦ sub-critical steam turbine : natual gas and heavy fuel oil | oil | sub-critical steam turbine | natual gas and heavy fuel oil |  | Oil | Sub-critical Steam Turbine | Natual Gas and Heavy Fuel Oil
oil ¦ sub-critical steam turbine : natural gas | oil | sub-critical steam turbine | natural gas | fuel oil | Oil | Sub-critical Steam Turbine | Natural Gas | Fuel Oil
oil ¦ sub-critical steam turbine : natural gas and heavy fuel oil | oil | sub-critical steam turbine | natural gas and heavy fuel oil |  | Oil | Sub-critical Steam Turbine | Natural Gas and Heavy Fuel Oil
oil ¦ sub-critical steam turbine : natural gas and light fuel oil | oil | sub-critical steam turbine | natural gas and light fuel oil |  | Oil | Sub-critical Steam Turbine | Natural Gas and Light Fuel Oil
oil ¦ sub-critical steam turbine : number 6 heavy fuel oil | oil | sub-critical steam turbine | number 6 heavy fuel oil |  | Oil | Sub-critical Steam Turbine | Number 6 Heavy fuel oil
oil ¦ sub-critical steam turbine : oil | oil | sub-critical steam turbine | oil |  | Oil | Sub-critical Steam Turbine | Oil
oil ¦ sub-critical steam turbine : oil shale | oil | sub-critical steam turbine | oil shale |  | Oil | Sub-critical Steam Turbine | Oil Shale
oil ¦ sub-critical steam turbine : orimulsion | oil | sub-critical steam turbine | orimulsion | heavy fuel oil | Oil | Sub-critical Steam Turbine | Orimulsion | Heavy Fuel Oil
oil ¦ sub-critical steam turbine : other | oil | sub-critical steam turbine | other |  | Oil | Sub-critical Steam Turbine | Other
oil ¦ sub-critical steam turbine : residual furnace oil | oil | sub-critical steam turbine | residual furnace oil |  | Oil | Sub-critical Steam Turbine | Residual Furnace Oil
oil ¦ sub-critical steam turbine : residual oil | oil | sub-critical steam turbine | residual oil | natural gas | Oil | Sub-critical Steam Turbine | Residual Oil | Natural Gas
oil ¦ super-critical steam turbine : crude oil | oil | super-critical steam turbine | crude oil | fuel oil | Oil | Super-critical Steam Turbine | Crude Oil | Fuel Oil
oil ¦ super-critical steam turbine : fuel oil | oil | super-critical steam turbine | fuel oil | crude oil | Oil | Super-critical Steam Turbine | Fuel Oil | Crude Oil
oil ¦ super-critical steam turbine : heavy fuel oil | oil | super-critical steam turbine | heavy fuel oil | crude oil | Oil | Super-critical Steam Turbine | Heavy Fuel Oil | Crude Oil
oil ¦ super-critical steam turbine : heavy oil | oil | super-critical steam turbine | heavy oil | crude oil | Oil | Super-critical Steam Turbine | Heavy Oil | Crude Oil
oil ¦ super-critical steam turbine : lng | oil | super-critical steam turbine | lng | crude oil | Oil | Super-critical Steam Turbine | LNG | Crude Oil
oil ¦ super-critical steam turbine : mixed (heavy and crude oil, lng, coal) | oil | super-critical steam turbine | mixed (heavy and crude oil, lng, coal) | coal | Oil | Super-critical Steam Turbine | Mixed (Heavy and Crude Oil, LNG, Coal) | Coal
solar_pv ¦ : | solar_pv |  |  |  | Solar_PV
solar_thermal ¦ : | solar_thermal |  |  |  | Solar_Thermal
solar_thermal ¦ integrated solar combined cycle system (isccs) : | solar_thermal | integrated solar combined cycle system (isccs) |  |  | Solar_Thermal | Integrated Solar Combined Cycle System (ISCCS)
solar_thermal ¦ sub-critical steam turbine (st) : | solar_thermal | sub-critical steam turbine (st) |  |  | Solar_Thermal | Sub-critical Steam Turbine (ST)
waste ¦ : | waste |  |  |  | Waste
waste ¦ : agricultural biproducts | waste |  | agricultural biproducts |  | Waste |  | Agricultural Biproducts
waste ¦ : bagasse | waste |  | bagasse |  | Waste |  | Bagasse
waste ¦ : bagasse (coal supplementary) | waste |  | bagasse (coal supplementary) |  | Waste |  | Bagasse (coal supplementary)
waste ¦ : bagasse (oil supplementary) | waste |  | bagasse (oil supplementary) |  | Waste |  | Bagasse (oil supplementary)
waste ¦ : bagasse, woodwaste | waste |  | bagasse, woodwaste |  | Waste |  | Bagasse, Woodwaste
waste ¦ : black liquor | waste |  | black liquor |  | Waste |  | Black Liquor
waste ¦ : blast furnance gas | waste |  | blast furnance gas |  | Waste |  | Blast Furnance Gas
waste ¦ : coke oven gas | waste |  | coke oven gas |  | Waste |  | Coke Oven Gas
waste ¦ : digester gas | waste |  | digester gas |  | Waste |  | Digester Gas
waste ¦ : landfill gas | waste |  | landfill gas |  | Waste |  | Landfill Gas
waste ¦ : other | waste |  | other |  | Waste |  | Other
waste ¦ : other biomass solids | waste |  | other biomass solids |  | Waste |  | Other Biomass Solids
waste ¦ : other gas | waste |  | other gas |  | Waste |  | Other Gas
waste ¦ : petroleum coke | waste |  | petroleum coke |  | Waste |  | Petroleum Coke
waste ¦ : process gas | waste |  | process gas |  | Waste |  | Process Gas
waste ¦ : solid waste 70% of | waste |  | solid waste 70% of |  | Waste |  | Solid Waste 70% of
waste ¦ : tire-derived fuel | waste |  | tire-derived fuel |  | Waste |  | Tire-Derived Fuel
waste ¦ : waste gases,natural gas,fuel oil | waste |  | waste gases,natural gas,fuel oil |  | Waste |  | waste gases,natural gas,fuel oil
waste ¦ : wood waste liquids | waste |  | wood waste liquids |  | Waste |  | Wood waste liquids
waste ¦ : wood waste solids | waste |  | wood waste solids |  | Waste |  | Wood waste solids
waste ¦ cogeneration power and heat steam turbine : bagasse | waste | cogeneration power and heat steam turbine | bagasse |  | Waste | Cogeneration Power and Heat Steam Turbine | Bagasse
waste ¦ cogeneration power and heat steam turbine : biofuel | waste | cogeneration power and heat steam turbine | biofuel |  | Waste | Cogeneration Power and Heat Steam Turbine | biofuel
waste ¦ cogeneration power and heat steam turbine : biomass (wood chips and pellets) | waste | cogeneration power and heat steam turbine | biomass (wood chips and pellets) | natural gas | Waste | Cogeneration Power and Heat Steam Turbine | Biomass (wood chips and pellets) | Natural Gas
waste ¦ cogeneration power and heat steam turbine : biomass wood | waste | cogeneration power and heat steam turbine | biomass wood |  | Waste | Cogeneration Power and Heat Steam Turbine | Biomass Wood
waste ¦ cogeneration power and heat steam turbine : municipal solid waste | waste | cogeneration power and heat steam turbine | municipal solid waste | biomass | Waste | Cogeneration Power and Heat Steam Turbine | Municipal Solid Waste | Biomass
waste ¦ other : municipal waste | waste | other | municipal waste |  | Waste | Other | Municipal Waste
waste ¦ reciprocating engine : landfill gas | waste | reciprocating engine | landfill gas |  | Waste | Reciprocating Engine | Landfill Gas
waste ¦ sub-critical steam turbine : bagasse | waste | sub-critical steam turbine | bagasse |  | Waste | Sub-critical Steam Turbine | Bagasse
waste ¦ sub-critical steam turbine : biomass wood | waste | sub-critical steam turbine | biomass wood | natural gas | Waste | Sub-critical Steam Turbine | Biomass Wood | Natural Gas
waste ¦ sub-critical steam turbine : biomass, oil, waste | waste | sub-critical steam turbine | biomass, oil, waste |  | Waste | Sub-critical Steam Turbine | Biomass, Oil, waste
waste ¦ sub-critical steam turbine : industrial waste | waste | sub-critical steam turbine | industrial waste |  | Waste | Sub-critical Steam Turbine | Industrial Waste
waste ¦ sub-critical steam turbine : municipal incinerable waste | waste | sub-critical steam turbine | municipal incinerable waste |  | Waste | Sub-critical Steam Turbine | Municipal incinerable waste
waste ¦ sub-critical steam turbine : municipal waste | waste | sub-critical steam turbine | municipal waste |  | Waste | Sub-critical Steam Turbine | Municipal Waste
waste ¦ sub-critical steam turbine : wood | waste | sub-critical steam turbine | wood | coal | Waste | Sub-critical Steam Turbine | Wood | Coal
waste ¦ sub-critical steam turbine : wood waste | waste | sub-critical steam turbine | wood waste |  | Waste | Sub-critical Steam Turbine | Wood Waste
waste ¦ sub-critical steam turbine : wood waste solids | waste | sub-critical steam turbine | wood waste solids |  | Waste | Sub-critical Steam Turbine | Wood waste solids
waste ¦ super-critical thermal : municipal waste | waste | super-critical thermal | municipal waste |  | Waste | Super-critical Thermal | Municipal Waste
wind ¦ : | wind |  |  |  | Wind

## GEO - Plant Types
Type_of_Plant_rng1
Sub-critical Thermal
Super-critical Thermal
Cogeneration Power and Heat Steam Turbine
Both Sub and Super Critical Thermal
Super and Ultra-Super Critical Thermal
Ultra-Super-Critical Thermal
Sub and Ultrasuper Critical Thermal
Cogeneration Power and Heat Supercritical Steam Turbine
Open Cycle Gas Turbine
Combined Cycle Gas Turbine
Power and Heat Open Cycle Gas Turbine
Thermal and OCGT
OCGT and CCGT
Combined Cycle Gas Engine (CCGE)
Gas Engines
Power and Heat Combined Cycle Gas Turbine
Thermal and CCGT
Power and Desalination Combined Cycle Gas Turbine
Heat and Power Steam Turbine
Thermal, OCGT and CCGT
Power and Desalination Open Cycle Gas Turbine
Heat and Power GE
Sub-critical Steam Turbine
Gas Turbine
Oil Engine
Mix of Steam and Combustion Turbines
Combustion Turbine
Super-critical Steam Turbine
Cogeneration Power and Desalination Steam Turbine
Dam with run-of-river generation
Dam on river with reservoir
Weir on a Canal
Barrage with run-of-river Generation
Pumped Storage Power Plant
Water discharged from another project
Dam on a lake
Other
Weir on a River
Tidal
Dam on a canal
Direct Subcritical Steam Condensing Turbine (ST)
Flash
Binary
Direct and Binary
Double Flash
Combined Cycle (Direct ST followed by Binary)
Triple Flash
Integrated Solar Combined Cycle System (ISCCS)
Sub-critical Steam Turbine (ST)
Reciprocating Engine

## columns
|  | 1 | In active use
|  | 2 | Looks useful
|  | 3 | Possibly useful
|  | 4 | No way it looks relevant anytime soon
|  | 5 | Investigate as to what it is
ds_name | info_area | status | orig_col_name | raptor_name | dtype | comments / docstring
ENTSOE |  | 1 | registeredResource.name
ENTSOE |  | 1 | registeredResource.mRID
ENTSOE |  | 2 | voltage_PowerSystemResources.highVoltageLimit
ENTSOE |  | 1 | psrType
ENTSOE |  | 1 | quantity
ENTSOE |  | 1 | Country
GEO | plant_identifier | 1 | Country_Assigned_Identification_Number |  |  | This is a name or number given by the country for each Power Plant
GEO | plant_identifier | 1 | GEO_Assigned_Identification_Number |  |  | Non-editable ID give by GEO
GEO | plant_identifier | 1 | Name |  |  | Convention is a comma-less concatenated string with "Name of Plant, Type, Country"
GEO |  | 1 | Type_of_Fuel_rng1_Primary
GEO |  | 1 | Type_of_Fuel_rng2_Secondary
GEO |  | 1 | Type_of_Plant_rng1
GEO |  | 2 | Capital_Cost_Currency_rng3_In_Year_YYYY_yr
GEO |  | 2 | Capital_Cost_of_Plant_nbr_rng1
GEO |  | 2 | Capital_Cost_of_Plant_rng2_and_or_In_US_Dollars_nbr
GEO |  | 2 | Cogen_Mode_Steam_Supplied_To_rng1 |  |  | Just as indicator of high-likely cogen-based technology
GEO | Geopos | 2 | Country
GEO |  | 2 | Country_ID
GEO | plant_identifier | 2 | Currency_enum |  |  | This will be the default currency for all cost fields where currency is not specified
GEO | Info | 2 | Date_of_Scraping
GEO |  | 2 | Design_Capacity_MWe_nbr
GEO |  | 2 | Design_Capacity_MWe_Peak_nbr |  |  | Capacity rating of generating unit (in MegaWatts electric) at this site
GEO |  | 2 | Electric_Power_Grid_Connected_To_rng1
GEO |  | 2 | Firm_Capacity_MWe_ nbr
GEO |  | 2 | Firm_Capacity_MWe_nbr
GEO |  | 2 | Firm_Capacity_MWe_Peak_nbr
GEO |  | 2 | Firm_Capacity_MWe_rng1_nbr
GEO | Geopos | 2 | Location
GEO | Wind | 2 | Location_rng2_On_Off_Shore
GEO | Description | 2 | Name_of_Dam
GEO | Description | 2 | Name_of_rng1_Main_Reservoir
GEO | Description | 2 | Name_of_SubStation_Connected_To
GEO | Own | 2 | Operating_Company
GEO | Own | 2 | Owners1
GEO | Own | 2 | Owners10
GEO | Own | 2 | Owners11
GEO | Own | 2 | Owners12
GEO | Own | 2 | Owners13
GEO | Own | 2 | Owners14
GEO | Own | 2 | Owners15
GEO | Own | 2 | Owners16
GEO | Own | 2 | Owners2
GEO | Own | 2 | Owners3
GEO | Own | 2 | Owners4
GEO | Own | 2 | Owners5
GEO | Own | 2 | Owners6
GEO | Own | 2 | Owners7
GEO | Own | 2 | Owners8
GEO | Own | 2 | Owners9
GEO | plant_identifier | 2 | Plant_Efficiency_and_Impact_itf |  |  | The three fields "Status of Plant, Plant Efficiency, and Overall Rating" capture overall ststus
GEO |  | 2 | Plant_Overall_Rating_setfield_itf_Environmentally Responsible
GEO | plant_identifier | 2 | Plant_Overall_Rating_setfield_itf_State_of_the_art |  |  | The three fields "Status of Plant, Plant Efficiency, and Overall Rating" capture overall ststus
GEO |  | 2 | Plant_Overall_Rating_setfield_itf_Worth Duplicating
GEO | Geopos | 2 | River_Lake_Canal_Dammed
GEO |  | 2 | Source_of_Fuel_rng1
GEO |  | 2 | Source_of_Fuel_rng2_Name_of_Pipeline
GEO |  | 2 | Source_of_Oil
GEO |  | 2 | Source_of_Waste_as_Fuel_rng1
GEO |  | 2 | Source_of_Water
GEO |  | 2 | State
GEO | Geo | 2 | State_ID
GEO | plant_identifier | 2 | Status_of_Plant_itf |  |  | The three fields "Status of Plant, Plant Efficiency, and Overall Rating" capture overall ststus
GEO |  | 2 | Total_Number_of_Turbines_nbr
GEO |  | 2 | Type
GEO |  | 2 | Type_ID
GEO |  | 2 | Type_of_Fuel
GEO |  | 2 | Type_of_Ownership
GEO |  | 2 | Type_of_Turbine_rng1
GEO |  | 2 | Year_Project_Commissioned
GEO |  | 2 | Year_rng1_yr1
GEO |  | 2 | Year_rng1_yr2
GEO |  | 2 | Year_rng1_yr3
GEO |  | 2 | Year_rng2_yr1
GEO |  | 2 | Year_rng2_yr2
GEO |  | 2 | Year_rng2_yr3
GEO | Land | 3 | Altitude_Range_m_above_Sea_Level_rng1_nbr
GEO | Land | 3 | Altitude_Range_m_above_Sea_Level_rng2_nbr
GEO | Solar | 3 | Area_of_Collectors_rng1_nbr
GEO | Solar | 3 | Area_of_Collectors_rng2_Land Area_nbr
GEO | Solar | 3 | Area_of_Collectors_rng3
GEO |  | 3 | Average_Annual_Generation_rng1_nbr_GWh
GEO |  | 3 | CMR_MM_cum_rng2_Useful_Live_nbr
GEO |  | 3 | Construction_EPC_Contractor
GEO | Econ | 3 | Cost_nbr1
GEO | Econ | 3 | Cost_nbr2
GEO | Econ | 3 | Cost_nbr3
GEO |  | 3 | Designed_Power_Production_Potential_GWh_year_nbr_rng1
GEO | Wind | 3 | DPPP_rng2_at_Average_Wind_Speed_m_s_nbr
GEO | Wind | 3 | DPPP_rng3_at_Mast_Height_m_nbr
GEO |  | 3 | Energy_Storage_System_rng1
GEO |  | 3 | Expected_Annual_Generation_GWh_nbr
GEO |  | 3 | FRL_Generation_Duration_rng1_hours_nbr
GEO |  | 3 | FRL_Generation_Duration_rng2_at_Power_MWe_nbr
GEO |  | 3 | Fuel_for_Startup_Backup_
GEO |  | 3 | Fuel_Type_for_Startup_Backup_rng1
GEO |  | 3 | Gas_Supply_MMSCMD_rng1_Required_for_90Percent_PLF_nbr |  |  | Just confirm ESOURCE = Gas (prob natural gas)
GEO |  | 3 | Grid_Feed_In_Tariff_per_MWh
GEO |  | 3 | Grid_Feed_In_Tariff_per_MWh_in_selected_currency_rng1_nbr
GEO |  | 3 | High_Season_Generation_Months_rng1
GEO |  | 3 | High_Season_Generation_rng2_to
GEO | Geopos | 3 | Location_Accuracy
GEO | Geopos | 3 | Location_rng1
GEO |  | 3 | Map_Height |  |  | Elevation correction on fossil plant efficiency
GEO | Hydro | 3 | NoMR_rng2_Lower_Reservoir_if_pumped_storage |  |  | Pumped storage indicator on site
GEO |  | 3 | PerformanceDecade
GEO |  | 3 | Power_Production_Potential_At_Design_nbr_rng1
GEO |  | 3 | PPPAD_rng2_GW_Hours_per_year_at_water_head_m_nbr
GEO | Wind | 3 | Productive_Wind_Speed_m_sec_rng1_nbr
GEO | Wind | 3 | Productive_Wind_Speed_rng2_nbr
GEO |  | 3 | Project_Financed_By
GEO |  | 3 | References1
GEO | Info | 3 | References2
GEO | Info | 3 | References3
GEO | Info | 3 | References4
GEO | Info | 3 | References5
GEO | Info | 3 | References6
GEO | Info | 3 | References7
GEO | Info | 3 | References8
GEO | Info | 3 | References9
GEO |  | 3 | Regulatory_Authority
GEO |  | 3 | Solar_Insolation_rng1_kWh_m2_year
GEO |  | 3 | Source_Coal_rng2_Onsite_Storage_Capacity_Tonnes_nbr
GEO |  | 3 | Source_of_Coal_rng1 |  |  | Only as crosscheck on ESOURCE consistency
GEO |  | 3 | Source_of_Cooling_Water
GEO | Geo | 3 | Source_of_Cooling_Water_rng1 |  |  | If source has geo name that can be searched might add to matching heuristics
GEO |  | 3 | Source_of_Cooling_Water_rng2_Rate_cum_day_nbr
GEO |  | 3 | Source_of_Fuel
GEO |  | 3 | Type_of_Dam_rng1
GEO |  | 3 | Type_Of_Dam_rng2_Describe
GEO |  | 3 | Type_of_Panels_rng1
GEO |  | 3 | Type_of_Turbine_rng2_Details
GEO |  | 3 | Upgrade1
GEO |  | 3 | Upgrade2
GEO |  | 3 | Upgrade3
GEO |  | 3 | Waste_fuel_rng2_Amount_Incinerated_Daily_Tonnes_nbr
GEO | Hydro | 4 | Altitude_Above_Sea_Level_Main_Reservoir_m_rng1_at_Maximum_nbr
GEO | Hydro | 4 | Altitude_Above_Sea_Level_Main_Reservoir_m_rng2_at_Minimum_nbr
GEO | Hydro | 4 | Annual_Flow_Into_Reservoir_rng1_nbr_MM_cum
GEO |  | 4 | Area_Field_rng2_Name_of_Field
GEO |  | 4 | Area_Occupied_By_nbr_rng1_Collectors
GEO |  | 4 | Area_Occupied_By_nbr_rng2_Total_Land
GEO |  | 4 | Area_Occupied_By_rng3
GEO |  | 4 | Area_of_Field_Hectares_rng1_nbr
GEO | Hydro | 4 | At_Full_Reservoir_Level_FRL_rng1_Surface_Area_sq_km_nbr
GEO | Hydro | 4 | At_Full_Reservoir_Level_rng2_Altitude_m_nbr
GEO |  | 4 | Backup_Power_System
GEO |  | 4 | Backup_Power_System_rng1
GEO |  | 4 | Backup_Power_System_rng2_Details
GEO |  | 4 | Backup_Power_System_rng2_Short_Description
GEO |  | 4 | Binary_Fluid_rng2_nbr_Pressure_MPa
GEO |  | 4 | Binary_Fluid_rng3_nbr_Flow_Rate_T_hr
GEO |  | 4 | Binary_Fluid_Type
GEO |  | 4 | Brine_rng3_nbr_Flow_Rate_T_hr
GEO | Hydro | 4 | Capacity_of_Main_Reservoir_MM_cum_rng1_at_FRL_nbr
GEO | Hydro | 4 | Catchment_Area_sq_km_nbr
GEO |  | 4 | Configuration_of_Boiler_Turbine_Gen
GEO |  | 4 | Configuration_of_Powerhouses_rng1
GEO | Hydro | 4 | COP_rng2_Distance_from_Dam_m_nbr
GEO | Hydro | 4 | Crest_Length_of_the_Dam_m_nbr
GEO |  | 4 | CurrentPage_sys
GEO |  | 4 | Depth_of_Wells_rng1_nbr_Minimum_m
GEO |  | 4 | Depth_of_Wells_rng2_nbr_Maximum_m
GEO |  | 4 | Energy_Content_at_FRL_GW hours_nbr
GEO | Env | 4 | Environmental_Issues
GEO | Env | 4 | EnvironmentalIssuesDescription1
GEO | Env | 4 | EnvironmentalIssuesDescription2
GEO | Env | 4 | EnvironmentalIssuesType_1
GEO | Env | 4 | EnvironmentalIssuesType_2
GEO |  | 4 | EPGC_To_rng2_Name_Operator
GEO | Econ | 4 | EPGC_To_rng3_PPAyears
GEO |  | 4 | ESS_rng2_Storage_Capacity_hrs_nbr
GEO |  | 4 | ESS_rng3_Details
GEO |  | 4 | Fuel_Type_rng2_Source_of_Fuel
GEO |  | 4 | Heat_Supply_Capacity_MWth_nbr
GEO | Hydro | 4 | Height_of_the_Dam_m_nbr_rng1
GEO | Hydro | 4 | Height_of_Water_Head_rng1_at_Maximum_m_nbr
GEO | Hydro | 4 | Height_of_Water_Head_rng2_at_Minimum_m_nbr
GEO | Hydro | 4 | HoD_rng2_Crest_Altitude_m_nbr
GEO |  | 4 | HP_Steam_Input_to_Turbine_rng1_nbr_Pressure_Bars
GEO |  | 4 | HP_Steam_Input_to_Turbine_rng2_nbr_Rate_T_hr_MW
GEO |  | 4 | Inlet_Steam_rng2_nbr_Pressure_MPa
GEO |  | 4 | Inlet_Steam_rng3_nbr_Flow_Rate_T_hr
GEO |  | 4 | IP_Steam_Input_to_Turbine_rng1_nbr_Pressure_Bars
GEO |  | 4 | IP_Steam_Input_to_Turbine_rng2_nbr_Rate_T_hr_MW
GEO |  | 4 | Kilometers_rng2_Name_of_Major_Mines
GEO |  | 4 | Kilometers_to_Coal_Mines_Average_rng1_nbr
GEO |  | 4 | LP_Steam_Input_to_Turbine_rng1_nbr_Pressure_Bars
GEO |  | 4 | LP_Steam_Input_to_Turbine_rng2_nbr_Rate_T_hr_MW
GEO |  | 4 | Map_Width
GEO |  | 4 | Maximum_Inlet_Steam_Brine_rng1_nbr_Temperature_o_C
GEO | Hydro | 4 | Mean_River_Flow_cum_sec_nbr
GEO | Hydro | 4 | Mercury_Control_Device
GEO |  | 4 | Minimum_Inlet_Steam_Brine_rng1_nbr_Temperature_o_C
GEO |  | 4 | Mounting_System_rng1
GEO |  | 4 | Mounting_System_rng2_Description
GEO | Env | 4 | NOx_Control_Device_Type_enum
GEO | Env | 4 | NOx_Control_Device_Type_other
GEO |  | 4 | Operating_Temperature_of_HTF_rng1_Input_Temp_degC_nbr
GEO |  | 4 | Operating_Temperature_of_HTF_rng2_Output_Temp_degC_nbr
GEO | Env | 4 | ParticulatesPM_Control_Device_Type_enum
GEO | Env | 4 | ParticulatesPM_Control_Device_Type_other
GEO |  | 4 | Produced_Water_Management
GEO |  | 4 | Project_Benefits_setfield_City Water
GEO |  | 4 | Project_Benefits_setfield_Fish
GEO |  | 4 | Project_Benefits_setfield_Irrigation
GEO |  | 4 | Project_Benefits_setfield_Navigation
GEO |  | 4 | Project_Benefits_setfield_Power Generation
GEO |  | 4 | Project_Benefits_setfield_Recreation and Sports
GEO |  | 4 | Project_Benefits_setfield_Tourism
GEO |  | 4 | Project_Benefits_setfield_Water _ Flood Management
GEO |  | 4 | Pumping_rng2_Max_Pumping_Power_MWe_nbr
GEO |  | 4 | Realized_Cap_rng2_Plant_Load_Factor_Percent_nbr
GEO |  | 4 | Refueling_Cycle_rng1_Months_nbr
GEO |  | 4 | Safeguards
GEO | Hydro | 4 | Sedimentation_Rate_MM_cum_year_rng1_nbr
GEO | Hydro | 4 | Sedimentation_Rate_rng2_Impact_on_Project
GEO |  | 4 | ShapesCount
GEO | Land | 4 | Size_of_Land_hectares_nbr
GEO |  | 4 | Solar_Insolence_DNR_rng1_kWh_sq_m_day_nbr
GEO |  | 4 | Solar_Insolence_DNR_rng2_Power_Watts_sq_m_nbr
GEO | Solar | 4 | Solar_Insolence_DNR_rng3_Details
GEO |  | 4 | Source_of_Makeup_Water_rng1
GEO |  | 4 | Source_of_Makeup_Water_rng2_Rate_cum_day_nbr
GEO |  | 4 | SOx_Control_Device_Type_enum
GEO | Env | 4 | SOx_Control_Device_Type_other
GEO | Land | 4 | Status_of_Land_rng1
GEO | Land | 4 | Status_of_Land_rng2_Owner
GEO | Land | 4 | Status_of_Land_rng3_Description
GEO |  | 4 | Steam_Supplied_To_rng2_Tonnes_hour_nbr
GEO |  | 4 | Steam_Supplied_To_rng3_Description
GEO |  | 4 | Tariff_rng2_For_Number_of_Years_nbr
GEO |  | 4 | THCE_rng3_Details
GEO |  | 4 | Thermal_Storage_rng1_Tank_Volume_cum_nbr
GEO |  | 4 | Thermal_Storage_rng2_MWh_heat_nbr
GEO |  | 4 | TOHTF_rng2_Details
GEO |  | 4 | ToP_rng2_Model
GEO |  | 4 | ToP_rng3_Details
GEO |  | 4 | Total_Number_of_Wells_rng1_nbr_Production
GEO |  | 4 | Total_Number_of_Wells_rng2_nbr_Re_Injection
GEO |  | 4 | Total_Number_of_Wells_rng3_nbr_Monitoring
GEO |  | 4 | Total_Pipe_Network_Length_kms_nbr
GEO |  | 4 | Type_of_Cooling_System
GEO |  | 4 | Type_of_Generating_Units
GEO |  | 4 | Type_of_Heat_Collecting_Element_HCE_rng1
GEO |  | 4 | Type_of_Heat_Transfer_Fluid_HTF_rng1
GEO |  | 4 | Type_of_Land_rng1
GEO |  | 4 | Type_of_Land_rng2_Altitude_m
GEO |  | 4 | Type_of_Land_rng3_Describe
GEO |  | 4 | Type_of_Reactors_rng1
GEO |  | 4 | Type_of_Reactors_rng2_Short_Description
GEO |  | 4 | User_ID
GEO |  | 4 | Water_Flow_Rate_Through_Turbines_rng1_cum_sec_nbr
GEO |  | 4 | Water_Management_Description
GEO |  | 4 | Water_rng2_Usage_Rate_Liters_kWh_nbr
GEO |  | 4 | Water_Storage_Pumping_Rate_rng1_cum_sec_nbr
GEO |  | 4 | Water_Storage_Pumping_Time_rng1_hours_nbr
GEO |  | 4 | Water_Storage_Pumping_Time_rng2_at_Power_MWe_nbr
GEO |  | 4 | Water_Withdrawal_Rate_at_Full_Power_rng1_nbr_cum_hour
GEO |  | 4 | WFRTT_rng2_Max_Velocity_m_sec_nbr
GEO | Hydro | 4 | Width_of_Dam_rng1_at_Crest_m_nbr
GEO | Hydro | 4 | Width_of_Dam_rng2_at_Base_m_nbr
GEO | Info | 5 | Comments1
GEO |  | 5 | Comments2
GEO |  | 5 | Comments3
GEO |  | 5 | Comments4
GEO |  | 5 | Comments5
GEO |  | 5 | Comments6
GEO |  | 5 | Comments7
GEO |  | 5 | Comments8
GEO |  | 5 | Description_ID
GEO |  | 5 | Disposition_of_Spent_Fuel
GEO |  | 5 | GFT_rng2_PPA_For_Years_YYYY_nbr
GEO |  | 5 | GFT_rng3_nbr
GEO |  | 5 | GS_MMSCMD_rng2_Linkage_nbr
GEO | Geopos | 5 | Latitude_Start
GEO | Geopos | 5 | Longitude_Start
GEO |  | 5 | Percent_Share_nbr1
GEO |  | 5 | Percent_Share_nbr10
GEO |  | 5 | Percent_Share_nbr11
GEO |  | 5 | Percent_Share_nbr12
GEO |  | 5 | Percent_Share_nbr13
GEO |  | 5 | Percent_Share_nbr14
GEO |  | 5 | Percent_Share_nbr15
GEO |  | 5 | Percent_Share_nbr16
GEO |  | 5 | Percent_Share_nbr2
GEO |  | 5 | Percent_Share_nbr3
GEO |  | 5 | Percent_Share_nbr4
GEO |  | 5 | Percent_Share_nbr5
GEO |  | 5 | Percent_Share_nbr6
GEO |  | 5 | Percent_Share_nbr7
GEO |  | 5 | Percent_Share_nbr8
GEO |  | 5 | Percent_Share_nbr9
GEO |  | 5 | Points0
GEO |  | 5 | Points1
GEO |  | 5 | Points2
GEO |  | 5 | Points3
GEO |  | 5 | Points4
GEO |  | 5 | Points5
GEO |  | 5 | Points6
GEO |  | 5 | Power_Plant_Used_For_
GEO | Info | 5 | References10
GEO | Info | 5 | References11
GEO | Info | 5 | References12
GEO | Info | 5 | References13
GEO | Info | 5 | References14
GEO | Info | 5 | References15
GEO | Info | 5 | References16
GEO | Info | 5 | References17
GEO | Info | 5 | References18
GEO | Geopos | 5 | Saved_Latitude_Start
GEO | Geopos | 5 | Saved_Longitude_Start
GEO |  | 5 | THCE_rng2_Model
GEO |  | 5 | Type_of_Plant_rng2_Short_Description
Note on D152: John: 2? leading spaces on column label?

## OPSD_DE
Original Name in BNetzA-List | model output | Full name
Steinkohle | coal | Hard coal
Erdgas | natural_gas | Natural Gas
Braunkohle | lignite | Lignite
Kernenergie | uranium | Uranium
Pumpspeicher | pumped_storage | Pumped Storage (Water)
Biomasse | biomass | Biomass
Mineralölprodukte | oil | Mineral oil products
Laufwasser | hydro | Water (run of river)
Sonstige Energieträger (nicht erneuerbar) | other_non_renewable | Other Fuels (not renewable)
Abfall | waste | Waste
Speicherwasser (ohne Pumpspeicher) | reservoir | Reservoir
Unbekannter Energieträger (nicht erneuerbar) | unknown_non_renewable | Unknown (not renewable)
Mehrere Energieträger (nicht erneuerbar) | multiple_non_renewable | Multiple (not renewable)
Deponiegas | gas_landfill | Landfill gas
Windenergie (Onshore-Anlage) | wind_onshore | Onshore wind
Windenergie (Offshore-Anlage) | wind_offshore | Offshore Wind
Solare Strahlungsenergie | solar | Solar energy
Klärgas | gas_sewage | Sewage Gas
Geothermie | geothermal | Geothermal energy
Grubengas | gas_mine | Mine Gas

## EIA Fuel
| Asphalt | A dark-brown-to-black cement-like material containing bitumens as the predominant constituent obtained by petroleum processing; used primarily for road construction. It includes crude asphalt as well as the following finished products: cements, fluxes, the asphalt content of emulsions (exclusive of water), and petroleum distillates blended with asphalt to make cutback asphalts. Note: The conversion factor for asphalt is 5.5 barrels per short ton.
| Aviation Gasoline Blending Components | Naphthas which will be used for blending or compounding into finished aviation gasoline (e.g., straight-run gasoline, alkylate, reformate, benzene, toluene, and xylene). Excludes oxygenates (alcohols, ethers), butane, and pentanes plus. Oxygenates are reported as other hydrocarbons, hydrogen, and oxygenates.
| Butane (C4H10) | A normally gaseous straight-chain or branch-chain hydrocarbon extracted from natural gas or refinery gas streams. It includes isobutane and normal butane and is designated in ASTM Specification D1835 and Gas Processors Association Specifications for commercial butane.
| Butylene (C4H8) | An olefinic hydrocarbon recovered from refinery processes.
| Crude Oil | A mixture of hydrocarbons that exists in liquid phase in natural underground reservoirs and remains liquid at atmospheric pressure after passing through surface separating facilities. Depending upon the characteristics of the crude stream, it may also include:
Small amounts of hydrocarbons that exist in gaseous phase in natural underground reservoirs but are liquid at atmospheric pressure after being recovered from oil well (casinghead) gas in lease separators and are subsequently commingled with the crude stream without being separately measured. Lease condensate recovered as a liquid from natural gas wells in lease or field separation facilities and later mixed into the crude stream is also included;
Small amounts of nonhydrocarbons produced with the oil, such as sulfur and various metals;
Drip gases, and liquid hydrocarbons produced from tar sands, oil sands, gilsonite, and oil shale.
Liquids produced at natural gas processing plants are excluded. Crude oil is refined to produce a wide array of petroleum products, including heating oils; gasoline, diesel and jet fuels; lubricants; asphalt; ethane, propane, and butane; and many other products used for their energy or chemical content.
| Distillate Fuel Oil | A general classification for one of the petroleum fractions produced in conventional distillation operations. It includes diesel fuels and fuel oils. Products known as No. 1, No. 2, and No. 4 diesel fuel are used in on-highway diesel engines, such as those in trucks and automobiles, as well as off-highway engines, such as those in railroad locomotives and agricultural machinery. Products known as No. 1, No. 2, and No. 4 fuel oils are used primarily for space heating and electric power generation.
| Ethane (C2H6) | A normally gaseous straight-chain hydrocarbon. It is a colorless paraffinic gas that boils at a temperature of -127.48º F. It is extracted from natural gas and refinery gas streams.
| Ethylene (C2H4) | An olefinic hydrocarbon recovered from refinery processes or petrochemical processes.
| Finished Aviation Gasoline | A complex mixture of relatively volatile hydrocarbons with or without small quantities of additives, blended to form a fuel suitable for use in aviation reciprocating engines. Fuel specifications are provided in ASTM Specification D 910 and Military Specification MIL-G-5572. Note: Data on blending components are not counted in data on finished aviation gasoline.
Gas | Isobutane (C4H10) | A normally gaseous branch-chain hydrocarbon. It is a colorless paraffinic gas that boils at a temperature of 10.9º F. It is extracted from natural gas or refinery gas streams.
| Isobutylene (C4H8) | An olefinic hydrocarbon recovered from refinery processes or petrochemical processes.
| Kerosene-Type Jet Fuel | A kerosene-based product having a maximum distillation temperature of 400 degrees Fahrenheit at the 10-percent recovery point and a final maximum boiling point of 572 degrees Fahrenheit and meeting ASTM Specification D 1655 and Military Specifications MIL-T-5624P and MIL-T-83133D (Grades JP-5 and JP-8). It is used for commercial and military turbojet and turboprop aircraft engines.
| Kerosene | A light petroleum distillate that is used in space heaters, cook stoves, and water heaters and is suitable for use as a light source when burned in wick-fed lamps. Kerosene has a maximum distillation temperature of 400 degrees Fahrenheit at the 10-percent recovery point, a final boiling point of 572 degrees Fahrenheit, and a minimum flash point of 100 degrees Fahrenheit. Included are No. 1-K and No. 2-K, the two grades recognized by ASTM Specification D 3699 as well as all other grades of kerosene called range or stove oil, which have properties similar to those of No. 1 fuel oil. See Kerosene-Type Jet Fuel.
| Liquefied Petroleum Gases (LPG) | A group of hydrocarbon-based gases derived from crude oil refining or nautral gas fractionation. They include: ethane, ethylene, propane, propylene, normal butane, butylene, isobutane, and isobutylene. For convenience of transportation, these gases are liquefied through pressurization.
| Lubricants | Substances used to reduce friction between bearing surfaces or as process materials either incorporated into other materials used as processing aids in the manufacture of other products, or used as carriers of other materials. Petroleum lubricants may be produced either from distillates or residues. Lubricants include all grades of lubricating oils from spindle oil to cylinder oil and those used in greases.
| Motor Gasoline Blending Components | Naphthas (e.g., straight-run gasoline, alkylate, reformate, benzene, toluene, xylene) used for blending or compounding into finished motor gasoline. These components include reformulated gasoline blendstock for oxygenate blending (RBOB) but exclude oxygenates (alcohols, ethers), butane, and pentanes plus. Note: Oxygenates are reported as individual components and are included in the total for other hydrocarbons, hydrogens, and oxygenates.
| Miscellaneous Products | Includes all finished products not classified elsewhere (e.g., petrolatum, lube refining byproducts (aromatic extracts and tars), absorption oils, ram-jet fuel, petroleum rocket fuels, synthetic natural gas feedstocks, and specialty oils).
| Naphtha | A generic term applied to a petroleum fraction with an approximate boiling range between 122º and 400º F.
| Naphtha Less Than 401º F | A naphtha with a boiling range of less than 401º F that is intended for use as a petrochemical feedstock.
| Natural Gas Liquids | Those hydrocarbons in natural gas that are separated from the gas as liquids through the process of absorption, condensation, adsorption, or other methods in gas processing or cycling plants. Generally such liquids consist of propane and heavier hydrocarbons and are commonly referred to as lease condensate, natural gasoline, and liquefied petroleum gases. Natural gas liquids include natural gas plant liquids (primarily ethane, propane, butane, and isobutane; see Natural Gas Plant Liquids) and lease condensate (primarily pentanes produced from natural gas at lease separators and field facilities; see Lease Condensate).
| Normal Butane (C4H10) | A normally gaseous straight chain hydrocarbon that is a colorless paraffinic gas which boils at a temperature of 31.1 degrees Fahrenheit.
| OPRG | "Oxygenated Fuels Program Reformulated Gasoline" is reformulated gasoline which is intended for use in an oxygenated fuels program control area during an oxygenated fuels program control period.
| Other Hydrocarbons | Materials received by a refinery and consumed as a raw material. Includes hydrogen, coal tar derivatives, gilsonite, and natural gas received by the refinery for reforming into hydrogen. Natural gas to be used as fuel is excluded.
| Other Oils Equal To or Greater Than 401º F | Oils with a boiling range equal to or greater than 401º F that are intended for use as a petrochemical feedstock.
| Petroleum Products | Petroleum products are obtained from the processing of crude oil (including lease condensate), natural gas, and other hydrocarbon compounds. Petroleum products include unfinished oils, liquefied petroleum gases, pentanes plus, aviation gasoline, motor gasoline, naphtha-type jet fuel, kerosene-type jet fuel, kerosene, distillate fuel oil, residual fuel oil, petrochemical feedstocks, special naphthas, lubricants, waxes, petroleum coke, asphalt, road oil, still gas, and miscellaneous products.
| Petroleum Administration for Defense (PAD) Districts | Geographic aggregations of the 50 States and the District of Columbia into five districts by the Petroleum Administration for Defense in 1950. These districts were originally defined during World War II for purposes of administering oil allocation. Description and maps of PAD Districts and Refining Districts.
| Petrochemical Feedstocks | Chemical feedstocks derived from petroleum principally for the manufacture of chemicals, synthetic rubber, and a variety of plastics. The categories reported are "Naphtha Less Than 401º F" and "Other Oils Equal To or Greater Than 401º F."
| Petroleum Coke | A residue high in carbon content and low in hydrogen that is the final product of thermal decomposition in the condensation process in cracking. This product is reported as marketable coke or catalyst coke. The conversion is 5 barrels (of 42 U.S. gallons each) per short ton. Coke from petroleum has a heating value of 6.024 million Btu per barrel.
| Pentanes Plus | A mixture of hydrocarbons, mostly pentanes and heavier, extracted from natural gas. Includes isopentane, natural gasoline, and plant condensate.
| Ppm | Parts per million.
| Products Supplied | Approximately represents consumption of petroleum products because it measures the disappearance of these products from primary sources, i.e., refineries, natural gas processing plants, blending plants, pipelines, and bulk terminals. In general, product supplied of each product in any given period is computed as follows: field production, plus renewable fuels and oxygenate plant net production, plus refinery and blender net production, plus imports, plus net receipts, plus adjustments, minus stock change, minus refinery and blender net inputs, minus exports.
| Products Supplied, Crude Oil | Crude oil burned on leases and by pipelines as fuel.
| Propane (C3H8) | A normally gaseous straight-chain hydrocarbon. It is a colorless paraffinic gas that boils at a temperature of -43.67o F. It is extracted from natural gas or refinery gas streams. It includes all products designated in ASTM Specification D1835 and Gas Processors Association Specifications for commercial propane and HD-5 propane.
| Propylene (C3H6) | An olefinic hydrocarbon recovered from refinery processes or petrochemical processes.
| Reformulated Gasoline (RFG) | Finished motor gasoline formulated for use in motor vehicles, the composition and properties of which meet the requirements of the reformulated gasoline regulations promulgated by the U.S. Environmental Protection Agency under Section 211(k) of the Clean Air Act. This category includes oxygenated fuels program reformulated gasoline (OPRG) but excludes reformulated gasoline blendstock for oxygenate blending (RBOB).
| RBOB | "Reformulated Gasoline Blendstock for Oxygenate Blending" is motor gasoline blending components intended for blending with oxygenates to produce finished reformulated gasoline.
| Road Oil | Any heavy petroleum oil, including residual asphaltic oil used as a dust pallative and surface treatment on roads and highways. It is generally produced in six grades from 0, the most liquid, to 5, the most viscous.
| Residual Fuel Oil | A general classification for the heavier oils, known as No. 5 and No. 6 fuel oils, that remain after the distillate fuel oils and lighter hydrocarbons are distilled away in refinery operations. It conforms to ASTM Specifications D396 and D975 and Federal Specification VV-F-815C. No. 5, a residual fuel oil of medium viscosity, is also known as Navy Special and is defined in Military Specification MIL-F-859E, including Amendment 2 (NATO Symbol F-770). It is used in steam-powered vessels in government service and inshore powerplants. No. 6 fuel oil includes Bunker C fuel oil and is used for the production of electric power, space heating, vessel bunkering, and various industrial purposes.
| Special Naphthas | All finished products within the naphtha boiling range that are used as paint thinners, cleaners, or solvents. These products are refined to a specified flash point. Special naphthas include all commercial hexane and cleaning solvents conforming to ASTM Specification D1836 and D484, respectively. Naphthas to be blended or marketed as motor gasoline or aviation gasoline, or that are to be used as petrochemical and synthetic natural gas (SNG) feedstocks are excluded.
| Still Gas | Any form or mixture of gases produced in refineries by distillation, cracking, reforming, and other processes. The principal constituents are methane, ethane, ethylene, normal butane, butylene, propane, propylene, etc. Still gas is used as a refinery fuel and a petrochemical feedstock. The conversion factor is 6 million BTU's per fuel oil equivalent barrel.
| Sulfur | A yellowish nonmetallic element, sometimes known as "brimstone." It is present at various levels of concentration in many fossil fuels.
| Unfinished Oils | All oils requiring further processing, except those requiring only mechanical blending. Unfinished oils are produced by partial refining of crude oil and include naphthas and lighter oils, kerosene and light gas oils, heavy gas oils, and residuum.
| Wax | A solid or semi-solid material at 77 degrees Fahrenheit consisting of a mixture of hydrocarbons obtained or derived from petroleum fractions, or through a Fischer-Tropsch type process, in which the straight-chained paraffin series predominates. This includes all marketable wax, whether crude or refined, with a congealing point (ASTM D 938) between 80 (or 85) and 240 degrees Fahrenheit and a maximum oil content (ASTM D 3235) of 50 weight percent.

## row_corrections
projectID | ds_name | field | was | changeTo | comment
26WIMPI-S05GRDNV | ENTSOE |  | GARDONA | GARDONE | Geo location from ppm indicates on/near Gardone Riviera
CARMA58771 | CARMA | company | KVILEFELLA KRAFT A/S | KVITEFELLA KRAFT A/S | Typo, no Google hit for KVIL
CARMA58771 | CARMA | plant | KVILEFELLA | KVITEFELLA | Typo, no Google hit for KVIL
OEU1422 | OPSD_EU | name | Waskiluoto Validation Center | Vaskiluoto Validation Center | no Google on 'w' spelling

## codes
[6 empty] | Examples | Comments
TECHNOLOGY / LOCATION GROUPINGS
| Unit |  |  |  | Smallest technology delineation. Could be separate technologies, e.g. steam turbine as part of CCGT. Might indicate different dispatch points
| Plant |  |  |  | Grouping of units that are 'under one roof'. General test of grouping would be that the elements would NOT be separately mothballable. Co-dependent. Fuel types / technology might be 'different', but should be a consistent package, e.g. 'wind' and 'ccgt' would be separate Plants.
| Site |  |  |  | One or more plants that are co-located under same owner.
STOP WORDS
| word_type | count | name_retain | name_yes | explanation | examples | further_work
| ABB | 25 |  |  | abbreviations, including likely company indicators, e.g. ikw, kw | ikw, kw | Consider all-caps adjustment
| CNTRY | 35 |  |  | country (in plant_name)
| COMP | 8 |  |  | company / entity designators | ltd, gmbh, etc.
| FUEL | 26 |  |  | Fuel_type (esource) indicator (in plant_name) |  | Sometimes both fuel and tech indicated by name element
| TECH | 15 |  |  | Technology-type indicator (in plant_name)
| GEO | 20 | 1 | GEO | common geographical or location modifiers | süd
| OWN | 12 |  |  | indicator of large-scale / utility owner, delineation of separate plants on same site | enel, edison, endesa | Should be whitelisted to prevent removal, if common. However, can be used to confirm similariy of multi-company 'site'.
| POW | 39 |  |  | non-delineating power station or 'factory' words | energia, station, center, park
| PREP | 25 | 1 | PREP | prepositions / articles / conjunctions |  | Consider retaining as lower case as/if re-included back in display name
| SITE | 25 | 1 | SITE | non-locational, site modifiers (not otherwise clearly power station related) -- but often white-listed | werk, refinery, hospital | Sometimes hard to separate from "SUB" words out of context, e.g. "mill"
| SUB | 38 | 1 | SUB | common 'sub words' to place names (not otherwise clearly "geo") | mill, hill, new
| TYPO | 2 |  |  |  |  | locate and correct in original data
| UNK | 27 | 1 | UNK | unknown, investigate
| WHITE | 0 |  |  | whitelist - even though commonly occurring, retain as has some power of differentiation / substance to name | mill, santa
| RET | 0 |  |  | retain / whitelist
297
COUNTRY CODE MODS
Several ASCII ccTLDs are in use that are not ISO 3166-1 two-letter codes. Some of these codes were specified in older versions of the ISO list.
uk (United Kingdom): The ISO 3166-1 code for the United Kingdom is GB. However, the JANET network had already selected uk as a top-level identifier for its pre-existing Name Registration Scheme, and this was incorporated into the DNS root. gb was assigned with the intention of a transition, but this never occurred and the use of uk is now entrenched.[8]
su This obsolete ISO 3166 code for the Soviet Union was assigned when the Soviet Union was still extant; moreover, new su registrations are accepted.
ac (Ascension Island): This code is a vestige of IANA's decision in 1996 to allow the use of codes reserved in the ISO 3166-1 alpha-2 reserve list for use by the Universal Postal Union. The decision was later reversed, with Ascension Island now the sole outlier. (Three other ccTLDs, gg (Guernsey), im (Isle of Man) and je (Jersey) also fell under this category from 1996 until they received corresponding ISO 3166 codes in March 2006.)
eu (European Union): On September 25, 2000, ICANN decided to allow the use of any two-letter code in the ISO 3166-1 reserve list that is reserved for all purposes. Only EU currently meets this criterion. Following a decision by the EU's Council of Telecommunications Ministers in March 2002, progress was slow, but a registry (named EURid) was chosen by the European Commission, and criteria for allocation set: ICANN approved eu as a ccTLD, and it opened for registration on 7 December 2005 for the holders of prior rights. Since 7 April 2006, registration is open to all in the European Economic Area.

## stop_words
word_string | word_type | retain_in_name | retain_in_keyword | English Meaning | Language | Vintage | Info source / Comment
ad | PREP
ag | COMP |  |  |  |  | ORIG
airfield | SITE
albania | CNTRY
am | PREP
ampliacion | POW |  |  | extension
and | PREP
ascoli | GEO |  | 1 |  |  | ORIG
at | PREP
austria | CNTRY
bad | SUB
belgium | CNTRY
bhkw | COMP
biogas | FUEL
biomasa | FUEL
biomass | FUEL
biomassa | POW | 1 |  |  |  | ORIG
bis | ABB
bosnia | CNTRY
brewery | SITE |  | 1
brindisi | GEO |  | 1
bulgaria | CNTRY
can | UNK
ccgt | TECH
center | POW | 1
central | GEO
centrale | GEO |  |  |  |  | ORIG
centre | POW | 1
ceramica | SITE |  |  | ceramics
ceramicas | SITE
cet | COMP
cg | UNK |  |  | ???
ch | CNTRY |  |  | Switzerland?
chp | TECH |  |  |  |  | ORIG
chpp | TECH
coal | FUEL
cogen | TECH
cogeneracion | TECH |  |  | cogeneration | Spanish
cogenerazione | TECH |  |  | cogeneration | Italian
combustion | POW
contrada | GEO |  |  | sub-division | Italian | ORIG
croatia | CNTRY
cte | POW |  |  | thermoelectric power plant |  |  | Centrale termoelettrica
czech | CNTRY
da | PREP
dalkia | GEO |  | 1
dam | FUEL
dampfturbinenanlage | TECH |  |  | steam turbine plant | German
de | PREP
del | PREP |  |  |  |  | ORIG
della | PREP |  |  |  |  | ORIG
denmark | CNTRY
di | PREP |  |  |  |  | ORIG
dimitrios | GEO |  | 1
discarica | UNK | 1 | 1
do | PREP
dt | ABB
du | PREP
east | GEO
ec | UNK |  |  |  |  | ORIG
edar | UNK | 1
edipower | OWN
edipower | OWN
edison | OWN
edison | OWN
eem | UNK | 1 | 1
efw | ABB
el | PREP
en | UNK |  |  | England?
endesa | OWN
enel | OWN
enel | OWN
energia | OWN |  |  |  |  | ORIG
energia | POW | 1
energy | POW | 1
enge | UNK
enipower | POW |  |  |  |  | ORIG
eolico | FUEL |  |  | wind power | Italian
erőmű | POW | 1 |  |  |  | ORIG
esc | ABB |  |  |  |  | ORIG
estate | SITE
estonia | CNTRY
et | PREP
extension | UNK
factory | SITE
farm | FUEL | [5 empty] | tends to indicate 'wind farm'
fenosa | OWN
finland | CNTRY
france | CNTRY
fw | ABB
gas | FUEL
gasnatural | OWN
gemeinschaftskernkraftwerk | FUEL |  |  | community nuclear power plant
generating | POW
generator | POW
germany | CNTRY
gkn | ABB
gr | UNK |  |  | Greece?
grand | SUB
gravelines | UNK | 1 | 1 | s a commune in the Nord department in Northern France. It lies at the mouth of the river Aa 15 miles (24 km) southwest of Dunkirk. |  | ORIG | https://en.wikipedia.org/wiki/Gravelines
greece | CNTRY
greenhouse | SITE
grupo | COMP
gt | ABB
gud | SUB |  |  | GuD == CCGT??
hall | SUB
haut | SUB
he | UNK |  |  |  |  | ORIG
heizkraftwerk | POW |  |  | thermal power station
herzegovina | CNTRY
hidroelectrica | TECH
hill | SUB
hilton | SITE
hkw | FUEL |  |  | Heizkraftwerk - thermal power station
home | SUB
hopital | TYPO
hosp | SITE |  |  | hospital
hospital | SITE
hotel | SITE
house | SUB
hpp | ABB |  |  | hydro power plant? |  | ORIG
hungary | CNTRY
hydro | FUEL
hydroelectric | FUEL
iberdrola | OWN
ic | ABB |  |  | internal combustion?
igcc | TECH
ikw | ABB
impianto | POW |  |  | plant | Italian | ORIG
in | PREP |  |  |  |  | ORIG
ireland | CNTRY
isola | SUB |  |  | island | Italian
italy | CNTRY
ivpc | ABB |  |  |  |  | ORIG
kbr | ABB
kernkraft | POW |  |  | core power
kernkraftwerk | FUEL |  |  | nuclear power plant
kki | ABB
kkp | ABB
kle | ABB
kohlekraftwerk | FUEL |  |  | coal power plant | German
központ | POW |  |  | center | Hungarian | ORIG
kraft | POW
kraftverk | POW
kraftwerk | POW |  |  |  |  | ORIG
kraftwerke | POW |  |  | power plant | German
krb | ABB
kw | COMP
kwg | COMP
la | PREP
land | SUB
landfill | SITE
lane | SUB
las | PREP
latvia | CNTRY
le | PREP
leisure | SITE
les | PREP
lithuania | CNTRY
los | PREP
lwkw | COMP
martin | UNK | 1 | 1
mill | SUB
mini | UNK
moat | SUB
moli | UNK | 1 |  | moles?
molino | SITE |  |  | mill
monte | SUB |  |  |  |  | ORIG
moor | SUB
mühle | SITE |  |  | mill
murge | UNK | 1 |  |  |  | ORIG
mw | ABB |  |  |  |  | ORIG
nas | UNK |  |  | naval air station?
netherland | CNTRY
netherlands | CNTRY
new | SUB
nord | GEO |  |  |  |  | ORIG
nordsee | GEO
north | GEO
northern | GEO
norway | CNTRY
nova | SUB
nuclear | FUEL
nuova | SUB |  |  |  |  | ORIG
ocgt | TECH
of | PREP
ohu | UNK
oil | FUEL
on | PREP
ostsee | GEO
papelera | SITE |  |  | paper bin
parco | SUB | [5 empty] | Unclear whether public park or solar park
park | SUB |  |  |  |  | ORIG | Unclear whether public park or solar park
park | SUB | [5 empty] | Unclear whether public park or solar park
park | SUB | [5 empty] | Unclear whether public park or solar park
peaking | TECH
phase | POW
plant | POW
planta | POW
poland | CNTRY
pont | SUB
ponte | SUB |  |  |  |  | ORIG
pool | SUB
poqwer | TYPO
porto | SUB
portugal | CNTRY
power | POW
prod | POW |  |  |  |  | ORIG
production | POW |  |  |  |  | ORIG
project | POW
ps | ABB |  |  | power station
psw | ABB
puente | SUB |  |  | bridge
pumped | TECH
purines | SITE |  |  | slurry
quarry | SITE
raffineriekraftwerk | POW |  |  | refinery power plant | German
rc | UNK
rebuild | UNK
refinery | SITE
republic | UNK | 1
resubmission | UNK
rio | GEO
road | SUB
romania | CNTRY
rwe | OWN
saint | SUB |  |  |  |  | ORIG
salto | SUB | 1 | 1 | jump?
san | SUB |  |  |  |  | ORIG
santa | SUB
satriano | GEO |  | 1 |  |  | ORIG
scheme | POW
scotland | CNTRY
serbia | CNTRY
serra | SUB |  |  |  |  | ORIG
sewage | SITE
shutdown | POW
sierra | SUB
site | SITE
slovakia | CNTRY
slovenia | CNTRY
solar | FUEL
south | GEO
spa | COMP
spain | CNTRY
st | SUB |  |  |  |  | ORIG
station | POW
storage | TECH
sud | GEO |  |  |  |  | ORIG
süd | GEO
sugar | SITE
super | GEO
sur | SUB
sweden | CNTRY
switzerland | CNTRY
szabályozási | POW | 1 | 1 | regulatory |  | ORIG
te | UNK |  |  |  |  | ORIG
tel | POW | [5 empty] | termoelettrica
termoelettrica | POW
termovalorizzatore | FUEL |  |  | waste-to-energy plant | Italian
the | PREP
thermal | TECH
to | PREP
tpp | ABB |  |  | thermal power plant? |  | ORIG
tratamiento | SITE |  |  | treatment
tratamiento de purines | POW |  |  | slurry treatment
troia | UNK | 1 |  |  |  | ORIG
turbine | TECH
tws | UNK
uk | CNTRY
unit | POW
united kingdom | CNTRY
up | PREP
van | PREP
vento | FUEL |  |  | wind | Italian | ORIG
vertedero | SITE |  |  | dump
villa | SUB
wasserkraft | FUEL |  |  | hydropower
wasserkraftanlage | FUEL |  |  | hydropower plant
wasserkraftwerk | FUEL |  |  | hydroelectric power plant
waste | FUEL
werk | POW
west | GEO |  |  |  |  | ORIG
wind | FUEL |  |  |  |  | ORIG
windfarm | POW
windpark | FUEL |  |  |  |  | ORIG
wka | ABB
wkw | ABB
wood | SUB | [5 empty] | Could be 'TECH', as indicator of fuel source
works | SITE
wp | UNK
wpd | UNK
wpp | ABB |  |  |  |  | ORIG
wte | ABB |  |  | waste-to-energy
wtg | FUEL |  |  | wind turbine generator
wwtp | ABB |  |  | waste-water treatment plant?
zar | POW |  |  | heat
Note on D1: John: whitelist - even though commonly occurring, retain as has some power of differentiation / substance to name

## intraset_groups
dataset | id_grouping | suspect_flag | original | comment
ENTSOE | {'11WD2NO2K000308Z', '11WD2WBNK000318M'} | 1 | 1 | Nord 2 vs. HKW Nord? Not much else to go on
ENTSOE | {'11WD7GKWE2S--KW8', '11WD2WBWK000317H'} | 1 | 1 | # GK-West vs. HKW West
ENTSOE | {'15WGREEN-----PPZ', '15WSINERGY---PPQ'} | 1 | 1 | 3x pairs of virtual 'regulatory units' I don't think deserve matching
ENTSOE | {'15WMVMSZK----PPY', '15WVEOLIASZK-PPQ'} | 1 | 1 | see previous
ENTSOE | {'15WPLOOP-----PPL', '15WEONSUM----PPI'} | 1 | 1 | see previous
ENTSOE | {'26WIMPII-LIRO-1L', '26WIMPI-S03IMSLC'} | 1 | 1 | ISOLATO SPLUGA vs. ISOLA are NOT same hydro facility I don't think
ENTSOE | {'26WIMPI-S03AGMS6', '26WIMPIGROSIO-11'} | 1 | 1 | Grosio vs. Grosotto -- two towns near each other, separate hydros?
ENTSOE | {'26WIMPI-S15ACRRR', '26WIMPI-S15TDARG'} | 1 | 1 | Both "Acerra", but "Natural gas" vs. "Other" on fuel
ENTSOE | {'26WIMPI-S04PGEPT', '26WIMPI-S04PGRDE'} | 1 | 1 | On same site, but not convinced "PONTE GARDENA ENEL PROD" and "PONTE GARDENA" two units at same power station
GEO | {'GEO43759', 'GEO43843'} | 1 | 1 | One labeled with "Gasnatural", the other "Endesa". Same site, but not same plant?
ENTSOE | {'49W000000000117Z', '49W0000000000512'} |  | 1
ENTSOE | {'19W0000000000741', '19W0000000000725'} |  | 1
ENTSOE | {'19W000000000149X', '19W000000000142A'} |  | 1
ENTSOE | {'49W000000000102B', '49W000000000100F', '49W000000000101D'} |  | 1
ENTSOE | {'11WD7LUNE2S--KW8', '11WD7KWHU----KW9'} |  | 1
ENTSOE | {'19W0000000001195', '19W000000000116B'} |  | 1
ENTSOE | {'19W000000000095U', '19W000000000104I'} |  | 1
ENTSOE | {'19W0000000000636', '19W0000000000628'} |  | 1
ENTSOE | {'17W100P100P0345B', '17W100P100P0344D'} |  | 1
ENTSOE | {'17W100P100P0236G', '17W100P100P0237E'} |  | 1
ENTSOE | {'18WTER2-12345-03', '18WTER3-12345-0U', '18WTER1-12345-0D'} |  | 1
ENTSOE | {'18WCTGN1-1234-0C', '18WCTGN2-1234-03', '18WCTGN3-1234-0V'} |  | 1
ENTSOE | {'29WYISPOURNARI-P', '29WYISPOURNARIIO'} |  | 1
ENTSOE | {'18WGUIG-12345-0D', '18WGUIB-12345-0Q'} |  | 1
ENTSOE | {'26WIMPIVELINO-1Q', '26WIMPI-S10GLLT5'} |  | 1
ENTSOE | {'18WUFTA-12345-0O', '18WTAJB-12345-0C', '18WTAJO-12345-0U'} |  | 1
ENTSOE | {'18WMUEB-12345-0T', '18WMUEL-12345-03'} |  | 1
ENTSOE | {'18WUFBB-12345-0R', '18WUFBG-12345-0E'} |  | 1
ENTSOE | {'50WP00000000023N', '50WP00000000020T', '50WP00000000022P'} |  | 1
ENTSOE | {'18WAGUB-12345-0T', '18WAGUG-12345-0G'} |  | 1
ENTSOE | {'18WGUA2-12345-0J', '18WGUA1-12345-0T'} |  | 1
ENTSOE | {'17W100P100P0230S', '17W100P100P0229D'} |  | 1
ENTSOE | {'17W100P100P0216M', '17W100P100P0218I', '17W100P100P0217K', '17W100P100P0213S', '17W100P100P0214Q', '17W100P100P0215O'} |  | 1
ENTSOE | {'48WSTN0000HEYM1P', '48WSTN0000HEYM2N'} |  | 1
ENTSOE | {'11WD7KWKN1GBL203', '11WD7KWKN----KW1'} |  | 1
ENTSOE | {'18WNRC3-12345-06', '18WNRC2-12345-0G'} |  | 1
ENTSOE | {'17W100P100P0223P', '17W100P100P0224N', '17W100P100P0221T', '17W100P100P0222R'} |  | 1
ENTSOE | {'44W-T-YV-0000026', '44W-T-YV-0000034', '44W-T-YV-0000042'} |  | 1
ENTSOE | {'46WPU0000000061P', '46WPU0000000059C'} |  | 1
ENTSOE | {'18WPALOS1-123-0Z', '18WPALOS2-123-0R', '18WPALOS3-123-0J'} |  | 1
ENTSOE | {'17W100P100P0226J', '17W100P100P0225L'} |  | 1
ENTSOE | {'18WPVENT2--12342', '18WPVENT1--1234A'} |  | 1
ENTSOE | {'17W100P100P0219G', '17W100P100P0220V'} |  | 1
ENTSOE | {'17W100P100P0211W', '17W100P100P0212U'} |  | 1
ENTSOE | {'44W-T-YV-000000A', '44W-T-YV-0000018'} |  | 1
ENTSOE | {'18WLIT2-12345-00', '18WLIT1-12345-0A'} |  | 1
ENTSOE | {'18WARCOS2-123-06', '18WARCOS1-123-0E', '18WARCOS3-123-0Z'} |  | 1
ENTSOE | {'18WABO2-12345-0N', '18WABO1-12345-0X'} |  | 1
ENTSOE | {'17W100P100P0228F', '17W100P100P0227H'} |  | 1
ENTSOE | {'18WALZ2-12345-04', '18WALZ1-12345-0E'} |  | 1
ENTSOE | {'18WARRU2-1234-0A', '18WARRU1-1234-0J'} |  | 1
ENTSOE | {'18WASC1-12345-0Z', '18WASC2-12345-0P'} |  | 1
ENTSOE | {'17W100P100P01865', '17W100P100P01857'} |  | 1
ENTSOE | {'18WBES5-123456-T', '18WBES4-12345-0L', '18WBES3-12345-0V'} |  | 1
ENTSOE | {'46WPU0000000056I', '46WPU0000000057G'} |  | 1
ENTSOE | {'17W100P100P01792', '17W100P100P01784', '17W100P100P0180H', '17W100P100P01776'} |  | 1
ENTSOE | {'17W100P100P0260J', '17W100P100P0261H', '17W100P100P02586'} |  | 1
ENTSOE | {'17W100P100P02659', '17W100P100P0263D'} |  | 1
ENTSOE | {'17W100P100P0202X', '17W100P100P0201Z', '17W100P100P0199X', '17W100P100P02000'} |  | 1
ENTSOE | {'17W100P100P0208L', '17W100P100P0207N'} |  | 1
ENTSOE | {'17W100P100P0210Y', '17W100P100P0209J'} |  | 1
ENTSOE | {'46WPU0000000016U', '46WPU0000000015W', '46WPU0000000017S'} |  | 1
ENTSOE | {'17W100P100P0204T', '17W100P100P0205R', '17W100P100P0206P', '17W100P100P0203V'} |  | 1
ENTSOE | {'17W100P100P0191C', '17W100P100P0192A', '17W100P100P01938', '17W100P100P01946'} |  | 1
ENTSOE | {'17W100P100P01849', '17W100P100P0181F', '17W100P100P0182D', '17W100P100P0183B'} |  | 1
ENTSOE | {'18WCAMGI10-12-07', '18WCAMGI20--1-0D'} |  | 1
ENTSOE | {'18WCTJON3--1234S', '18WCTJON2-123-0Z', '18WCTJON1-123-06'} |  | 1
ENTSOE | {'18WCTN4-123456-C', '18WCTN3-12345-04'} |  | 1
ENTSOE | {'17W100B100P0189S', '17W100P100P0190E', '17W100P100P01881', '17W100P100P01873'} |  | 1
ENTSOE | {'17W100P100P01954', '17W100P100P01962'} |  | 1
ENTSOE | {'17W100P100P01970', '17W100P100P0198Z'} |  | 1
ENTSOE | {'18WCOM5-12345-0I', '18WCOM4-12345-0S'} |  | 1
ENTSOE | {'18WROB2-12345-0B', '18WROB1-12345-0L'} |  | 1
ENTSOE | {'46WPU00000000113', '46WPU0000000014Y', '46WPU00000000121', '46WPU00000000105'} |  | 1
ENTSOE | {'22WCOOXII000070C', '22WCOOXIX000067T'} |  | 1
ENTSOE | {'16WBEMPOS------6', '16WBEMPOII-----R'} |  | 1
ENTSOE | {'18WSROQ2-1234-0Y', '18WSROQ1-1234-06'} |  | 1
ENTSOE | {'50WP00000000684G', '50WP00000000685E'} |  | 1
ENTSOE | {'30W-CHE-PDF1---A', '30W-CHE-PDF2---5'} |  | 1
ENTSOE | {'16WPICOTII-----K', '16WPICOTE------0'} |  | 1
ENTSOE | {'16W-MIRANDA----I', '16WMIRANII-----E'} |  | 1
ENTSOE | {'29WAISMEGAL-IIID', '29WAISMEGAL-IV-C'} |  | 1
ENTSOE | {'29WAISLAVRIO-IVM', '29WAISLAVRIO-V-A'} |  | 1
ENTSOE | {'29WAISKARDIAIV-X', '29WAISKARDIAII-Z', '29WAISKARDIAI--I', '29WAISKARDIAIIIY'} |  | 1
ENTSOE | {'29WAISAGDIMI-V-K', '29WAISAGDIMI-IIL', '29WAISAGDIMIIIIJ', '29WAISAGDIMI-I-M', '29WAISAGDIMI-IVW'} |  | 1
ENTSOE | {'11WD2WILK000286V', '11WD2WI1K000303F'} |  | 1
ENTSOE | {'18WSAGU3-123--01', '18WSAGU1-123--0J', '18WSAGU2-123--0A'} |  | 1
ENTSOE | {'17W100P100P0232O', '17W100P100P0234K', '17W100P100P0233M', '17W100P100P0231Q'} |  | 1
ENTSOE | {'26WIMPI-S03SFRNQ', '26WIMPI-M03SFRN0'} |  | 1
ENTSOE | {'26WIMPI-S03CDGL3', '26WIMPIMONICA-1D'} |  | 1
ENTSOE | {'17W100P100P0317G', '17W100P100P03299'} |  | 1
ENTSOE | {'26WIMPI-S18M1CN9', '26WIMPI-S18M2CN5'} |  | 1
ENTSOE | {'26WIMPI-S01VRZAE', '26WIMPI-S01V2RZE'} |  | 1
ENTSOE | {'26WIMPI-S18S1TRV', '26WIMPI-S18S2TRR'} |  | 1
ENTSOE | {'29WHERONTHE--IIU', '29WHERONTHE-IIIS', '29WHERONTHE---ID', '29WHERON-CC----5'} |  | 1
ENTSOE | {'22WTIHANG000240V', '22WTIHANG000239G', '22WTIHANG000241T', '22WTIHANG000242R'} |  | 1
ENTSOE | {'47W000000000168B', '47W000000000356A', '47W000000000355C'} |  | 1
ENTSOE | {'17W100P100P0253G', '17W100P100P0251K', '17W100P100P0254E', '17W100P100P0252I'} |  | 1
ENTSOE | {'43W-RTEC-2-2---7', '43W-RTEC-1-----T', '43W-RTEC-2-1---C'} |  | 1
ENTSOE | {'11WD2BMIT0002731', '11WD2GKBB000334V'} |  | 1
ENTSOE | {'17W100P100P0255C', '17W100P100P0256A'} |  | 1
ENTSOE | {'17W100P100P02683', '17W100P100P02675', '17W100P100P02691'} |  | 1
ENTSOE | {'22WDOELX1000076X', '22WDOELX40000793', '22WDOELX2000077N', '22WDOELX3000078D'} |  | 1
ENTSOE | {'48WSTN000LITT-G4', '48WSTN000LITT-DA'} |  | 1
ENTSOE | {'19W000000000106E', '19W000000000107C'} |  | 1
ENTSOE | {'22WLANGER000171H', '22WLANGER0001694'} |  | 1
ENTSOE | {'26WIMPI-S02CHMP4', '26WIMPI-S02CHMGM'} |  | 1
ENTSOE | {'26WIMPI-S02HN2OH', '26WIMPI-S02H1NO5'} |  | 1
ENTSOE | {'26WIMPI-S20F2LMJ', '26WIMPI-S20F3LMF', '26WIMPI-S20F1LMN'} |  | 1
ENTSOE | {'26WIMPI-S12FIRFK', '26WIMPI-S12FIRAU'} |  | 1
ENTSOE | {'17W100P100P0245F', '17W100P100P0246D'} |  | 1
ENTSOE | {'48WSTN0000GRAINU', '48WSTN000GRAI-GD'} |  | 1
ENTSOE | {'16WFRADES2-----8', '16WFRADES------T'} |  | 1
ENTSOE | {'26WIMPI-S09P5NC5', '26WIMPI-S09PNCNI', '26WIMPI-S09PNCT6'} |  | 1
ENTSOE | {'26WIMPI-S09RNCAY', '26WIMPI-S09R2NC7'} |  | 1
ENTSOE | {'26WIMPI-S09T4RVD', '26WIMPI-S09T3RVH'} |  | 1
ENTSOE | {'26WIMPI-0602190V', '26WIMPI-S09B3GN8'} |  | 1
ENTSOE | {'26WIMPI-S09C2RBZ', '26WIMPI-S09C1RB2'} |  | 1
ENTSOE | {'26WIMPI-0364390Z', '26WIMPI-01218085'} |  | 1
ENTSOE | {'30W-CET-PETROM-L', '30W-CET-BRAZ---Q'} |  | 1
ENTSOE | {'11WD7ENSD2SKW1-4', '11WD7ENSD5SKW3-E'} |  | 1
ENTSOE | {'26WIMYI-S15M2TSB', '26WIMPI-S15M1TS3'} |  | 1
ENTSOE | {'26WIMPI-0364301N', '26WIMPI-00998254'} |  | 1
ENTSOE | {'38W-MT--AREJ2--A', '38W-MT--AREJ---M'} |  | 1
ENTSOE | {'17W100P100P0271E', '17W100P100P0270G'} |  | 1
ENTSOE | {'26WIMYI-S01PANTB', '26WIMPI-S02PNSME'} |  | 1
ENTSOE | {'29WAISAMYNT-II-1', '29WAISAMYNT-I--L'} |  | 1
ENTSOE | {'50WP00000000063B', '50WP000000000592'} |  | 1
ENTSOE | {'17W100P100P0250M', '17W100P100P02497'} |  | 1
ENTSOE | {'49W000000000088G', '49W000000000082S', '49W000000000086K', '49W000000000084O', '49W000000000080W'} |  | 1
ENTSOE | {'26WIMPI-0225833G', '26WIMPI-0693963H'} |  | 1
ENTSOE | {'32W001100100294W', '32W001100100063E', '32W001100100153D'} |  | 1
ENTSOE | {'49W000000000092P', '49W000000000094L'} |  | 1
ENTSOE | {'11WD4SAEK2HS---S', '11WD4SWSW5HD4--R', '11WD4WEHR1HS---G'} |  | 1
ENTSOE | {'50WP00000000650X', '50WP00000000651V'} |  | 1
ENTSOE | {'11WD2SUE1000099L', '11WD2SUE2000103B'} |  | 1
ENTSOE | {'29WTHESAVROS1--2', '29WTHESAVROS3--V', '29WTHESAVROS2--Z'} |  | 1
CARMA | {'CARMA35310', 'CARMA35311'} |  | 1
CARMA | {'CARMA13925', 'CARMA13926'} |  | 1
CARMA | {'CARMA10945', 'CARMA10946'} |  | 1
CARMA | {'CARMA24759', 'CARMA35556'} |  | 1
CARMA | {'CARMA12542', 'CARMA38112'} |  | 1
CARMA | {'CARMA13375', 'CARMA13374'} |  | 1
CARMA | {'CARMA32668', 'CARMA32670'} |  | 1
CARMA | {'CARMA20140', 'CARMA20139'} |  | 1
CARMA | {'CARMA12709', 'CARMA47629'} |  | 1
CARMA | {'CARMA8236', 'CARMA24736'} |  | 1
CARMA | {'CARMA38414', 'CARMA65847'} |  | 1
CARMA | {'CARMA25367', 'CARMA45678'} |  | 1
CARMA | {'CARMA14502', 'CARMA14495'} |  | 1
CARMA | {'CARMA10087', 'CARMA10088'} |  | 1
CARMA | {'CARMA47999', 'CARMA32103'} |  | 1
CARMA | {'CARMA23601', 'CARMA23602'} |  | 1
CARMA | {'CARMA22810', 'CARMA22811'} |  | 1
CARMA | {'CARMA2567', 'CARMA2568', 'CARMA2569'} |  | 1
CARMA | {'CARMA19580', 'CARMA65986'} |  | 1
CARMA | {'CARMA36849', 'CARMA21331'} |  | 1
CARMA | {'CARMA26121', 'CARMA26120'} |  | 1
CARMA | {'CARMA15652', 'CARMA15651'} |  | 1
CARMA | {'CARMA189', 'CARMA188'} |  | 1
CARMA | {'CARMA22841', 'CARMA1775'} |  | 1
CARMA | {'CARMA47250', 'CARMA47251'} |  | 1
CARMA | {'CARMA4133', 'CARMA4135'} |  | 1
CARMA | {'CARMA4170', 'CARMA28756'} |  | 1
CARMA | {'CARMA4240', 'CARMA4242', 'CARMA4241'} |  | 1
CARMA | {'CARMA3429', 'CARMA3428'} |  | 1
CARMA | {'CARMA64303', 'CARMA34329', 'CARMA34327', 'CARMA34330'} |  | 1
CARMA | {'CARMA12439', 'CARMA12440'} |  | 1
CARMA | {'CARMA12699', 'CARMA12698'} |  | 1
CARMA | {'CARMA7367', 'CARMA7363', 'CARMA7374'} |  | 1
CARMA | {'CARMA9232', 'CARMA10364', 'CARMA10543'} |  | 1
CARMA | {'CARMA9336', 'CARMA9335'} |  | 1
CARMA | {'CARMA50162', 'CARMA50159'} |  | 1
CARMA | {'CARMA39359', 'CARMA39355', 'CARMA39357'} |  | 1
CARMA | {'CARMA48553', 'CARMA43968'} |  | 1
CARMA | {'CARMA46613', 'CARMA46614'} |  | 1
CARMA | {'CARMA45545', 'CARMA45546'} |  | 1
CARMA | {'CARMA24682', 'CARMA24683'} |  | 1
CARMA | {'CARMA31516', 'CARMA31517'} |  | 1
CARMA | {'CARMA25373', 'CARMA25374'} |  | 1
CARMA | {'CARMA47915', 'CARMA47916'} |  | 1
CARMA | {'CARMA65719', 'CARMA65711'} |  | 1
CARMA | {'CARMA57796', 'CARMA24820'} |  | 1
CARMA | {'CARMA30706', 'CARMA30744'} |  | 1
CARMA | {'CARMA4804', 'CARMA4803'} |  | 1
CARMA | {'CARMA8990', 'CARMA8991'} |  | 1
CARMA | {'CARMA48814', 'CARMA48815'} |  | 1
CARMA | {'CARMA60965', 'CARMA43022'} |  | 1
CARMA | {'CARMA34810', 'CARMA25561'} |  | 1
CARMA | {'CARMA8707', 'CARMA65822'} |  | 1
CARMA | {'CARMA7546', 'CARMA7545'} |  | 1
CARMA | {'CARMA27220', 'CARMA27221', 'CARMA27222', 'CARMA27223'} |  | 1
CARMA | {'CARMA41235', 'CARMA41122'} |  | 1
CARMA | {'CARMA37180', 'CARMA37179', 'CARMA49260'} |  | 1
CARMA | {'CARMA33815', 'CARMA33814'} |  | 1
CARMA | {'CARMA30636', 'CARMA30637'} |  | 1
CARMA | {'CARMA30431', 'CARMA30429'} |  | 1
CARMA | {'CARMA15951', 'CARMA15950'} |  | 1
CARMA | {'CARMA37966', 'CARMA42847'} |  | 1
CARMA | {'CARMA19413', 'CARMA19414'} |  | 1
CARMA | {'CARMA16777', 'CARMA16779', 'CARMA16778'} |  | 1
CARMA | {'CARMA13235', 'CARMA13234'} |  | 1
CARMA | {'CARMA59676', 'CARMA14140'} |  | 1
CARMA | {'CARMA59309', 'CARMA32817'} |  | 1
CARMA | {'CARMA31907', 'CARMA4485'} |  | 1
CARMA | {'CARMA64880', 'CARMA65607'} |  | 1
CARMA | {'CARMA65525', 'CARMA33397'} |  | 1
CARMA | {'CARMA34595', 'CARMA34594'} |  | 1
CARMA | {'CARMA44160', 'CARMA44161'} |  | 1
CARMA | {'CARMA45533', 'CARMA45532'} |  | 1
CARMA | {'CARMA65742', 'CARMA47809', 'CARMA65741'} |  | 1
CARMA | {'CARMA39928', 'CARMA39927'} |  | 1
CARMA | {'CARMA31778', 'CARMA31780'} |  | 1
CARMA | {'CARMA42665', 'CARMA42664'} |  | 1
CARMA | {'CARMA27851', 'CARMA27850'} |  | 1
CARMA | {'CARMA56824', 'CARMA45240', 'CARMA45241'} |  | 1
CARMA | {'CARMA37318', 'CARMA37320', 'CARMA37316', 'CARMA37321'} |  | 1
CARMA | {'CARMA30492', 'CARMA57729'} |  | 1
CARMA | {'CARMA48514', 'CARMA48515'} |  | 1
CARMA | {'CARMA27701', 'CARMA65599'} |  | 1
CARMA | {'CARMA28904', 'CARMA26595'} |  | 1
CARMA | {'CARMA49302', 'CARMA48464'} |  | 1
CARMA | {'CARMA27994', 'CARMA27996'} |  | 1
CARMA | {'CARMA37696', 'CARMA65650', 'CARMA37699'} |  | 1
CARMA | {'CARMA48372', 'CARMA62637', 'CARMA62166'} |  | 1
CARMA | {'CARMA25362', 'CARMA25363', 'CARMA25365'} |  | 1
CARMA | {'CARMA21518', 'CARMA65378'} |  | 1
CARMA | {'CARMA46985', 'CARMA46986'} |  | 1
CARMA | {'CARMA30870', 'CARMA29846'} |  | 1
CARMA | {'CARMA19134', 'CARMA19133'} |  | 1
CARMA | {'CARMA33169', 'CARMA13498'} |  | 1
CARMA | {'CARMA33170', 'CARMA60857'} |  | 1
CARMA | {'CARMA24413', 'CARMA31944'} |  | 1
CARMA | {'CARMA66228', 'CARMA66223'} |  | 1
CARMA | {'CARMA15775', 'CARMA36537'} |  | 1
CARMA | {'CARMA31441', 'CARMA19800'} |  | 1
CARMA | {'CARMA17128', 'CARMA20766'} |  | 1
CARMA | {'CARMA34576', 'CARMA34575'} |  | 1
CARMA | {'CARMA39965', 'CARMA24767'} |  | 1
CARMA | {'CARMA34611', 'CARMA34612'} |  | 1
CARMA | {'CARMA38483', 'CARMA38484'} |  | 1
CARMA | {'CARMA36958', 'CARMA36959'} |  | 1
CARMA | {'CARMA1111', 'CARMA766'} | 1 | 1 | Alta Carnia vs. Ala hydro
CARMA | {'CARMA5071', 'CARMA5065', 'CARMA23122'} |  | 1
CARMA | {'CARMA6044', 'CARMA6045'} |  | 1
CARMA | {'CARMA36582', 'CARMA1464'} | 1 | 1 | ANCE-DU-NORD vs. RANCE
CARMA | {'CARMA17101', 'CARMA17102'} |  | 1
CARMA | {'CARMA9896', 'CARMA20518'} |  | 1
CARMA | {'CARMA2253', 'CARMA37883'} |  | 1
CARMA | {'CARMA45139', 'CARMA45138'} |  | 1
CARMA | {'CARMA31659', 'CARMA15468', 'CARMA8743'} |  | 1
CARMA | {'CARMA11456', 'CARMA9765'} |  | 1
CARMA | {'CARMA10399', 'CARMA62181'} |  | 1
CARMA | {'CARMA25075', 'CARMA65788'} |  | 1
CARMA | {'CARMA65905', 'CARMA26806'} |  | 1
CARMA | {'CARMA25608', 'CARMA25606', 'CARMA25607'} |  | 1
CARMA | {'CARMA16720', 'CARMA16719'} |  | 1
CARMA | {'CARMA7192', 'CARMA65581'} |  | 1
CARMA | {'CARMA7332', 'CARMA7330'} |  | 1
CARMA | {'CARMA63171', 'CARMA63169', 'CARMA63168'} |  | 1
CARMA | {'CARMA63170', 'CARMA38389'} |  | 1
CARMA | {'CARMA6594', 'CARMA35224'} |  | 1
CARMA | {'CARMA6674', 'CARMA6675'} |  | 1
CARMA | {'CARMA65838', 'CARMA35232'} |  | 1
CARMA | {'CARMA65827', 'CARMA15936', 'CARMA23658'} |  | 1
CARMA | {'CARMA18245', 'CARMA18244'} |  | 1
CARMA | {'CARMA1200', 'CARMA1199', 'CARMA1198'} |  | 1
CARMA | {'CARMA65522', 'CARMA65521'} |  | 1
CARMA | {'CARMA40075', 'CARMA40074'} |  | 1
CARMA | {'CARMA57560', 'CARMA40099'} |  | 1
CARMA | {'CARMA40058', 'CARMA54911'} |  | 1
CARMA | {'CARMA38622', 'CARMA38544'} |  | 1
CARMA | {'CARMA38496', 'CARMA38497'} |  | 1
CARMA | {'CARMA38057', 'CARMA38058'} |  | 1
CARMA | {'CARMA47969', 'CARMA47970'} |  | 1
CARMA | {'CARMA52443', 'CARMA52575'} |  | 1
CARMA | {'CARMA60956', 'CARMA50031'} |  | 1
CARMA | {'CARMA44099', 'CARMA44098'} |  | 1
CARMA | {'CARMA43529', 'CARMA61012'} |  | 1
CARMA | {'CARMA63844', 'CARMA48996'} |  | 1
CARMA | {'CARMA46287', 'CARMA46286'} |  | 1
CARMA | {'CARMA45408', 'CARMA45407'} |  | 1
CARMA | {'CARMA36147', 'CARMA36146'} |  | 1
CARMA | {'CARMA12478', 'CARMA12477'} |  | 1
CARMA | {'CARMA54463', 'CARMA60985'} |  | 1
CARMA | {'CARMA25892', 'CARMA25893'} |  | 1
CARMA | {'CARMA40237', 'CARMA25911'} |  | 1
CARMA | {'CARMA24356', 'CARMA60860'} |  | 1
CARMA | {'CARMA19392', 'CARMA19390'} |  | 1
CARMA | {'CARMA24043', 'CARMA24044'} |  | 1
CARMA | {'CARMA23367', 'CARMA23365'} |  | 1
CARMA | {'CARMA23098', 'CARMA23099'} |  | 1
CARMA | {'CARMA22635', 'CARMA22634'} |  | 1
CARMA | {'CARMA54168', 'CARMA55066'} |  | 1
CARMA | {'CARMA32732', 'CARMA32730'} |  | 1
CARMA | {'CARMA47544', 'CARMA34321', 'CARMA47741'} |  | 1
CARMA | {'CARMA34775', 'CARMA34776'} |  | 1
CARMA | {'CARMA34719', 'CARMA34651'} |  | 1
CARMA | {'CARMA29755', 'CARMA55782'} |  | 1
CARMA | {'CARMA29366', 'CARMA29365'} |  | 1
CARMA | {'CARMA60805', 'CARMA57556'} |  | 1
CARMA | {'CARMA60977', 'CARMA55341'} |  | 1
CARMA | {'CARMA29773', 'CARMA29772'} |  | 1
CARMA | {'CARMA60825', 'CARMA51124'} |  | 1
CARMA | {'CARMA37204', 'CARMA8428'} |  | 1
CARMA | {'CARMA8549', 'CARMA12064'} |  | 1
CARMA | {'CARMA9277', 'CARMA9276'} |  | 1
CARMA | {'CARMA6292', 'CARMA59154'} |  | 1
CARMA | {'CARMA54156', 'CARMA55096'} |  | 1
CARMA | {'CARMA11053', 'CARMA38930'} |  | 1
CARMA | {'CARMA11965', 'CARMA11966'} |  | 1
CARMA | {'CARMA60798', 'CARMA45334'} |  | 1
CARMA | {'CARMA3326', 'CARMA60858'} |  | 1
CARMA | {'CARMA4312', 'CARMA4313'} |  | 1
CARMA | {'CARMA4895', 'CARMA60952'} |  | 1
CARMA | {'CARMA5059', 'CARMA61005'} |  | 1
CARMA | {'CARMA30855', 'CARMA3209'} |  | 1
CARMA | {'CARMA217', 'CARMA218'} |  | 1
CARMA | {'CARMA60968', 'CARMA65394'} |  | 1
CARMA | {'CARMA61006', 'CARMA1413', 'CARMA54802'} |  | 1
CARMA | {'CARMA52868', 'CARMA51881'} |  | 1
CARMA | {'CARMA58433', 'CARMA58432'} |  | 1
CARMA | {'CARMA44007', 'CARMA44006'} |  | 1
CARMA | {'CARMA46760', 'CARMA46759'} |  | 1
CARMA | {'CARMA6466', 'CARMA6468'} |  | 1
CARMA | {'CARMA21485', 'CARMA21486'} |  | 1
CARMA | {'CARMA65784', 'CARMA62519'} |  | 1
CARMA | {'CARMA37171', 'CARMA37170'} |  | 1
CARMA | {'CARMA15546', 'CARMA61008'} |  | 1
CARMA | {'CARMA60840', 'CARMA17058'} |  | 1
CARMA | {'CARMA17341', 'CARMA17344'} |  | 1
CARMA | {'CARMA14014', 'CARMA14016'} |  | 1
CARMA | {'CARMA14830', 'CARMA14827'} |  | 1
CARMA | {'CARMA36564', 'CARMA36565'} |  | 1
CARMA | {'CARMA40121', 'CARMA40124'} |  | 1
CARMA | {'CARMA38487', 'CARMA38488', 'CARMA38489'} |  | 1
CARMA | {'CARMA38522', 'CARMA38523'} |  | 1
CARMA | {'CARMA38583', 'CARMA38589'} |  | 1
CARMA | {'CARMA28944', 'CARMA28943'} |  | 1
CARMA | {'CARMA33401', 'CARMA33400', 'CARMA33402'} |  | 1
CARMA | {'CARMA58793', 'CARMA32502'} |  | 1
CARMA | {'CARMA47604', 'CARMA47603', 'CARMA64246'} |  | 1
CARMA | {'CARMA47800', 'CARMA58768'} |  | 1
CARMA | {'CARMA47499', 'CARMA47498'} |  | 1
CARMA | {'CARMA49175', 'CARMA49177'} |  | 1
CARMA | {'CARMA46770', 'CARMA46771'} |  | 1
CARMA | {'CARMA43072', 'CARMA43073'} |  | 1
CARMA | {'CARMA43169', 'CARMA43167'} |  | 1
CARMA | {'CARMA41986', 'CARMA41984'} |  | 1
CARMA | {'CARMA45655', 'CARMA50864'} |  | 1
CARMA | {'CARMA45679', 'CARMA45680'} |  | 1
CARMA | {'CARMA46360', 'CARMA63246'} |  | 1
CARMA | {'CARMA64195', 'CARMA44641'} |  | 1
CARMA | {'CARMA1996', 'CARMA1997'} |  | 1
CARMA | {'CARMA64640', 'CARMA60310'} |  | 1
CARMA | {'CARMA60448', 'CARMA59744'} |  | 1
CARMA | {'CARMA49856', 'CARMA49855'} |  | 1
CARMA | {'CARMA50833', 'CARMA50834'} |  | 1
CARMA | {'CARMA17151', 'CARMA64386'} |  | 1
CARMA | {'CARMA64605', 'CARMA63955'} |  | 1
CARMA | {'CARMA13339', 'CARMA13337', 'CARMA7650'} | 1 | 1 | CEF (FERRARA) vs. FERRARA MILL
CARMA | {'CARMA13339', 'CARMA13337'} |  | 2
CARMA | {'CARMA5418', 'CARMA58204'} |  | 1
CARMA | {'CARMA42000', 'CARMA42001'} |  | 1
CARMA | {'CARMA43074', 'CARMA43075'} |  | 1
CARMA | {'CARMA39755', 'CARMA38420'} |  | 1
CARMA | {'CARMA48361', 'CARMA48360'} |  | 1
CARMA | {'CARMA44069', 'CARMA44066', 'CARMA44068'} |  | 1
CARMA | {'CARMA48450', 'CARMA48451'} |  | 1
CARMA | {'CARMA50841', 'CARMA50840'} |  | 1
CARMA | {'CARMA194', 'CARMA196'} |  | 1
CARMA | {'CARMA2364', 'CARMA2363'} |  | 1
CARMA | {'CARMA26581', 'CARMA26580'} |  | 1
CARMA | {'CARMA65658', 'CARMA7052'} |  | 1
CARMA | {'CARMA41796', 'CARMA41795'} |  | 1
CARMA | {'CARMA28444', 'CARMA28443'} |  | 1
CARMA | {'CARMA62498', 'CARMA29138'} |  | 1
CARMA | {'CARMA65614', 'CARMA65613'} |  | 1
CARMA | {'CARMA8418', 'CARMA43871', 'CARMA65739'} |  | 1
CARMA | {'CARMA65625', 'CARMA65626'} |  | 1
CARMA | {'CARMA48008', 'CARMA47794'} |  | 1
CARMA | {'CARMA11327', 'CARMA65697'} |  | 1
CARMA | {'CARMA25492', 'CARMA25489'} |  | 1
CARMA | {'CARMA65540', 'CARMA27531'} |  | 1
CARMA | {'CARMA40675', 'CARMA40674'} |  | 1
CARMA | {'CARMA27066', 'CARMA27067'} |  | 1
CARMA | {'CARMA24449', 'CARMA63970'} |  | 1
CARMA | {'CARMA38095', 'CARMA38096'} |  | 1
CARMA | {'CARMA40596', 'CARMA40595'} |  | 1
CARMA | {'CARMA34304', 'CARMA34302', 'CARMA34303'} |  | 1
CARMA | {'CARMA34970', 'CARMA60246'} |  | 1
CARMA | {'CARMA9236', 'CARMA60447'} |  | 1
CARMA | {'CARMA6610', 'CARMA64993'} |  | 1
CARMA | {'CARMA6923', 'CARMA6922'} |  | 1
CARMA | {'CARMA7204', 'CARMA33141'} |  | 1
CARMA | {'CARMA62856', 'CARMA52744'} |  | 1
CARMA | {'CARMA59278', 'CARMA25563'} |  | 1
CARMA | {'CARMA1873', 'CARMA29221'} |  | 1
CARMA | {'CARMA1233', 'CARMA65030'} |  | 1
CARMA | {'CARMA6279', 'CARMA6278'} |  | 1
CARMA | {'CARMA5332', 'CARMA64644'} |  | 1
CARMA | {'CARMA55806', 'CARMA30073'} |  | 1
CARMA | {'CARMA31864', 'CARMA31863'} |  | 1
CARMA | {'CARMA32461', 'CARMA41531'} |  | 1
CARMA | {'CARMA36921', 'CARMA36919'} |  | 1
CARMA | {'CARMA34226', 'CARMA36329'} |  | 1
CARMA | {'CARMA34696', 'CARMA34697'} |  | 1
CARMA | {'CARMA15543', 'CARMA15542'} |  | 1
CARMA | {'CARMA17708', 'CARMA17692'} | 1 | 1 | HIGH HEAVENS LANDFILL vs. HIGH WYCOMBE THAMES
CARMA | {'CARMA20068', 'CARMA20067'} |  | 1
CARMA | {'CARMA17172', 'CARMA17171'} |  | 1
CARMA | {'CARMA15571', 'CARMA40209'} |  | 1
CARMA | {'CARMA60386', 'CARMA60385'} |  | 1
CARMA | {'CARMA27298', 'CARMA49258'} |  | 1
CARMA | {'CARMA25740', 'CARMA64291'} |  | 1
CARMA | {'CARMA12383', 'CARMA23871'} |  | 1
CARMA | {'CARMA12626', 'CARMA12616'} |  | 1
CARMA | {'CARMA59152', 'CARMA59151'} |  | 1
CARMA | {'CARMA14743', 'CARMA24980'} |  | 1
CARMA | {'CARMA13687', 'CARMA51812', 'CARMA13686'} |  | 1
CARMA | {'CARMA7699', 'CARMA7700'} |  | 1
CARMA | {'CARMA7302', 'CARMA7298'} |  | 1
CARMA | {'CARMA12029', 'CARMA23639'} |  | 1
CARMA | {'CARMA7366', 'CARMA7384'} |  | 1
CARMA | {'CARMA12030', 'CARMA31877'} |  | 1
CARMA | {'CARMA10245', 'CARMA10243', 'CARMA4389'} |  | 1
CARMA | {'CARMA9226', 'CARMA23667'} |  | 1
CARMA | {'CARMA22435', 'CARMA22434'} |  | 1
CARMA | {'CARMA22931', 'CARMA22929'} |  | 1
CARMA | {'CARMA23230', 'CARMA23437'} |  | 1
CARMA | {'CARMA25788', 'CARMA63004'} |  | 1
CARMA | {'CARMA347', 'CARMA26525'} |  | 1
CARMA | {'CARMA17645', 'CARMA17646'} |  | 1
CARMA | {'CARMA23754', 'CARMA20548'} |  | 1
CARMA | {'CARMA18146', 'CARMA18153'} |  | 1
CARMA | {'CARMA6683', 'CARMA6684'} |  | 1
CARMA | {'CARMA4600', 'CARMA4601'} |  | 1
CARMA | {'CARMA11999', 'CARMA11998'} |  | 1
CARMA | {'CARMA4141', 'CARMA31847'} |  | 1
CARMA | {'CARMA3472', 'CARMA3015'} |  | 1
CARMA | {'CARMA5651', 'CARMA5649'} |  | 1
CARMA | {'CARMA6298', 'CARMA6297'} |  | 1
CARMA | {'CARMA63085', 'CARMA63084'} |  | 1
CARMA | {'CARMA5052', 'CARMA5050'} |  | 1
CARMA | {'CARMA60003', 'CARMA5130'} |  | 1
CARMA | {'CARMA875', 'CARMA874'} |  | 1
CARMA | {'CARMA448', 'CARMA51542'} |  | 1
CARMA | {'CARMA777', 'CARMA778'} |  | 1
CARMA | {'CARMA28998', 'CARMA59570'} |  | 1
CARMA | {'CARMA64420', 'CARMA2145'} |  | 1
CARMA | {'CARMA1575', 'CARMA24540'} |  | 1
CARMA | {'CARMA5696', 'CARMA57604'} |  | 1
CARMA | {'CARMA6715', 'CARMA6716'} |  | 1
CARMA | {'CARMA8711', 'CARMA8729'} |  | 1
CARMA | {'CARMA49215', 'CARMA49214'} |  | 1
CARMA | {'CARMA50029', 'CARMA58995'} |  | 1
CARMA | {'CARMA19909', 'CARMA19910'} |  | 1
CARMA | {'CARMA20620', 'CARMA20621'} |  | 1
CARMA | {'CARMA20953', 'CARMA42283'} |  | 1
CARMA | {'CARMA22231', 'CARMA22230'} |  | 1
CARMA | {'CARMA38157', 'CARMA18569'} |  | 1
CARMA | {'CARMA26604', 'CARMA26603', 'CARMA26605', 'CARMA26606'} |  | 1
CARMA | {'CARMA58771', 'CARMA58802'} |  | 1
CARMA | {'CARMA13606', 'CARMA13607', 'CARMA13599'} |  | 1
CARMA | {'CARMA13885', 'CARMA13880'} |  | 1
CARMA | {'CARMA14195', 'CARMA14194'} |  | 1
CARMA | {'CARMA10969', 'CARMA10968'} |  | 1
CARMA | {'CARMA16737', 'CARMA16736'} |  | 1
CARMA | {'CARMA49158', 'CARMA16324'} |  | 1
CARMA | {'CARMA16283', 'CARMA16282'} |  | 1
CARMA | {'CARMA26935', 'CARMA26934'} |  | 1
CARMA | {'CARMA34028', 'CARMA34025'} |  | 1
CARMA | {'CARMA33816', 'CARMA33817'} |  | 1
CARMA | {'CARMA32590', 'CARMA32587'} |  | 1
CARMA | {'CARMA33319', 'CARMA33320'} |  | 1
CARMA | {'CARMA4434', 'CARMA36968'} |  | 1
CARMA | {'CARMA31851', 'CARMA23794'} |  | 1
CARMA | {'CARMA27520', 'CARMA27519'} |  | 1
CARMA | {'CARMA39302', 'CARMA27631'} |  | 1
CARMA | {'CARMA30662', 'CARMA30660'} |  | 1
CARMA | {'CARMA31892', 'CARMA31893'} |  | 1
CARMA | {'CARMA29310', 'CARMA29309'} |  | 1
CARMA | {'CARMA50529', 'CARMA29940', 'CARMA47948'} |  | 1
CARMA | {'CARMA37217', 'CARMA37218'} |  | 1
CARMA | {'CARMA46403', 'CARMA46327'} |  | 1
CARMA | {'CARMA48207', 'CARMA48208'} |  | 1
CARMA | {'CARMA48069', 'CARMA48070'} |  | 1
CARMA | {'CARMA47993', 'CARMA47994'} |  | 1
CARMA | {'CARMA23886', 'CARMA39877'} |  | 1
CARMA | {'CARMA37304', 'CARMA37564'} |  | 1
CARMA | {'CARMA43087', 'CARMA43090'} |  | 1
CARMA | {'CARMA60912', 'CARMA60913', 'CARMA60911'} |  | 1
CARMA | {'CARMA1083', 'CARMA7716'} |  | 1
CARMA | {'CARMA1651', 'CARMA38650'} |  | 1
CARMA | {'CARMA2059', 'CARMA2058'} |  | 1
CARMA | {'CARMA2165', 'CARMA2164'} |  | 1
CARMA | {'CARMA53780', 'CARMA55101'} |  | 1
CARMA | {'CARMA5136', 'CARMA23683'} |  | 1
CARMA | {'CARMA5831', 'CARMA37598'} |  | 1
CARMA | {'CARMA6627', 'CARMA64996'} |  | 1
CARMA | {'CARMA7809', 'CARMA8032'} |  | 1
CARMA | {'CARMA7850', 'CARMA7857'} |  | 1
CARMA | {'CARMA8034', 'CARMA8033'} |  | 1
CARMA | {'CARMA23643', 'CARMA8041'} |  | 1
CARMA | {'CARMA8091', 'CARMA8227'} |  | 1
CARMA | {'CARMA38669', 'CARMA42946'} |  | 1
CARMA | {'CARMA12572', 'CARMA23795'} |  | 1
CARMA | {'CARMA13862', 'CARMA13866'} |  | 1
CARMA | {'CARMA42957', 'CARMA35653'} |  | 1
CARMA | {'CARMA35208', 'CARMA17153'} |  | 1
CARMA | {'CARMA20504', 'CARMA23752', 'CARMA20505'} |  | 1
CARMA | {'CARMA23581', 'CARMA23575'} |  | 1
CARMA | {'CARMA23589', 'CARMA35204'} |  | 1
CARMA | {'CARMA35205', 'CARMA33770'} |  | 1
CARMA | {'CARMA28411', 'CARMA24554'} |  | 1
CARMA | {'CARMA64998', 'CARMA48282'} |  | 1
CARMA | {'CARMA29213', 'CARMA29129'} |  | 1
CARMA | {'CARMA29157', 'CARMA29296'} |  | 1
CARMA | {'CARMA29543', 'CARMA29534'} |  | 1
CARMA | {'CARMA24756', 'CARMA38097'} |  | 1
CARMA | {'CARMA33965', 'CARMA48438'} |  | 1
CARMA | {'CARMA24770', 'CARMA34857'} |  | 1
CARMA | {'CARMA42980', 'CARMA42981'} |  | 1
CARMA | {'CARMA35652', 'CARMA35650'} |  | 1
CARMA | {'CARMA35200', 'CARMA24760'} |  | 1
CARMA | {'CARMA35726', 'CARMA35744'} |  | 1
CARMA | {'CARMA24774', 'CARMA24775'} |  | 1
JRC | {'H50', 'H1649'} |  | 1
JRC | {'H323', 'H299'} |  | 1
JRC | {'H354', 'H364'} |  | 1
JRC | {'H74', 'H357'} |  | 1
JRC | {'H1880', 'H331'} |  | 1
JRC | {'N34', 'N35'} |  | 1
JRC | {'H377', 'H3314'} |  | 1
JRC | {'N318', 'N317'} |  | 1
JRC | {'H711', 'H712'} |  | 1
JRC | {'N141', 'N140', 'N139'} |  | 1
JRC | {'N41', 'N40'} |  | 1
JRC | {'N89', 'N202'} |  | 1
JRC | {'N298', 'N70'} |  | 1
JRC | {'N244', 'N333'} |  | 1
JRC | {'N118', 'N117', 'N119'} |  | 1
JRC | {'N11', 'N343'} |  | 1
JRC | {'H1325', 'H932'} |  | 1
JRC | {'N142', 'N143'} |  | 1
JRC | {'H1442', 'H1764'} |  | 1
JRC | {'H1246', 'H1263'} |  | 1
JRC | {'H626', 'H624'} |  | 1
JRC | {'H1430', 'H1384'} |  | 1
JRC | {'H1291', 'H1284'} |  | 1
JRC | {'H750', 'H135'} |  | 1
JRC | {'H2173', 'H1557'} |  | 1
JRC | {'H96', 'H38'} |  | 1
JRC | {'H1179', 'H1175'} |  | 1
JRC | {'H920', 'H896'} |  | 1
JRC | {'H1488', 'H1490'} |  | 1
JRC | {'H1245', 'H1262'} |  | 1
JRC | {'H170', 'H787'} |  | 1
JRC | {'H925', 'H721'} |  | 1
JRC | {'H667', 'H1142'} |  | 1
JRC | {'H61', 'H776'} |  | 1
JRC | {'H1432', 'H309'} |  | 1
JRC | {'H1053', 'H1402'} |  | 1
JRC | {'H1361', 'H201'} |  | 1
JRC | {'H2486', 'H1451'} |  | 1
JRC | {'N148', 'N147', 'N146'} |  | 1
JRC | {'H3322', 'H1752'} |  | 1
JRC | {'N264', 'N560'} |  | 1
JRC | {'N60', 'N773'} |  | 1
JRC | {'N618', 'N617'} |  | 1
JRC | {'N482', 'N319'} |  | 1
JRC | {'N406', 'N405'} |  | 1
JRC | {'N286', 'N285'} |  | 1
JRC | {'N21', 'N332'} |  | 1
JRC | {'N523', 'N228'} |  | 1
JRC | {'H1135', 'H979'} |  | 1
JRC | {'H717', 'H1625'} |  | 1
JRC | {'H1619', 'H1629'} |  | 1
JRC | {'H1594', 'H1577'} |  | 1
JRC | {'H2492', 'H292', 'H91'} |  | 1
JRC | {'H2922', 'H3035', 'H1024'} |  | 1
JRC | {'H1479', 'H1504'} |  | 1
JRC | {'H1110', 'H431'} |  | 1
JRC | {'H2301', 'H2329'} |  | 1
JRC | {'H1763', 'H1739'} |  | 1
JRC | {'H1381', 'H1400'} |  | 1
JRC | {'H1512', 'H1443'} |  | 1
JRC | {'H794', 'H421'} |  | 1
JRC | {'H1247', 'H1319'} |  | 1
JRC | {'H2491', 'H3134'} |  | 1
JRC | {'H2472', 'H2362'} |  | 1
JRC | {'H1139', 'H1131'} |  | 1
JRC | {'H1227', 'H1336'} |  | 1
JRC | {'H1628', 'H1617'} |  | 1
JRC | {'H1769', 'H633'} |  | 1
JRC | {'H2331', 'H2099'} |  | 1
JRC | {'H1691', 'H1694'} |  | 1
JRC | {'N304', 'N325'} |  | 1
JRC | {'N110', 'N606'} |  | 1
JRC | {'N334', 'N180'} |  | 1
JRC | {'N899', 'N407'} |  | 1
JRC | {'H1593', 'H1541'} |  | 1
JRC | {'H1335', 'H1358'} |  | 1
JRC | {'H809', 'H817'} |  | 1
JRC | {'H1592', 'H1576'} |  | 1
JRC | {'H1663', 'H1591'} |  | 1
JRC | {'H2613', 'H2616', 'H2618', 'H2619', 'H2612', 'H2615', 'H2614', 'H2617', 'H2611'} |  | 1
JRC | {'N151', 'N456', 'N521'} |  | 1
JRC | {'H2543', 'H2628'} |  | 1
JRC | {'H2516', 'H2773', 'H3017'} |  | 1
JRC | {'N388', 'N389'} |  | 1
JRC | {'N427', 'N100'} |  | 1
JRC | {'N730', 'N976'} |  | 1
JRC | {'H2655', 'H2656'} |  | 1
JRC | {'H2555', 'H2636'} |  | 1
JRC | {'N76', 'N330'} |  | 1
JRC | {'N444', 'N443'} |  | 1
JRC | {'N473', 'N177'} |  | 1
JRC | {'H3387', 'H3388'} |  | 1
JRC | {'N554', 'N553'} |  | 1
JRC | {'H2978', 'H3008'} |  | 1
JRC | {'H2154', 'H2474'} |  | 1
JRC | {'H2150', 'H2100'} |  | 1
JRC | {'H2498', 'H1773', 'H2500'} |  | 1
JRC | {'H2254', 'H2253'} |  | 1
JRC | {'H2462', 'H2270'} |  | 1
JRC | {'H2459', 'H2398'} |  | 1
JRC | {'H2355', 'H2477'} |  | 1
JRC | {'H2238', 'H2414'} |  | 1
JRC | {'H2221', 'H2233', 'H2175'} |  | 1
JRC | {'H1740', 'H1936'} |  | 1
JRC | {'H2298', 'H2004'} |  | 1
JRC | {'H2164', 'H2407'} |  | 1
JRC | {'H1178', 'H2098', 'H532'} |  | 1
JRC | {'H679', 'H678'} |  | 1
JRC | {'H2745', 'H2834'} |  | 1
JRC | {'H2519', 'H2520'} |  | 1
JRC | {'H2837', 'H2979', 'H2671'} |  | 1
JRC | {'H3127', 'H2573', 'H2823'} |  | 1
JRC | {'H3303', 'H3302'} |  | 1
JRC | {'N329', 'N176'} |  | 1
JRC | {'H2780', 'H2779', 'H2781', 'H2782'} |  | 1
JRC | {'H939', 'H629'} |  | 1
JRC | {'N713', 'N687'} |  | 1
JRC | {'N556', 'N557'} |  | 1
JRC | {'N79', 'N328'} |  | 1
JRC | {'N30', 'N29'} |  | 1
JRC | {'H2839', 'H3031'} |  | 1
JRC | {'N108', 'N107'} |  | 1
JRC | {'H2649', 'H2650'} |  | 1
JRC | {'N18', 'N316'} |  | 1
JRC | {'H2551', 'H2548', 'H2549', 'H2552'} |  | 1
JRC | {'H2843', 'H2840'} |  | 1
JRC | {'H2709', 'H2707'} |  | 1
JRC | {'N344', 'N78'} |  | 1
JRC | {'H3129', 'H3183'} |  | 1
JRC | {'H3272', 'H3270'} |  | 1
JRC | {'H2863', 'H2862', 'H2996'} |  | 1
JRC | {'N199', 'N430', 'N104'} |  | 1
JRC | {'H2511', 'H2507', 'H2508', 'H2609', 'H2514', 'H2510', 'H2506', 'H2513', 'H2607', 'H2509', 'H2504', 'H2512', 'H2503', 'H2608', 'H2610', 'H2505'} |  | 1
JRC | {'N381', 'N31'} |  | 1
JRC | {'N43', 'N528'} |  | 1
JRC | {'H2587', 'H2591', 'H2589', 'H2590', 'H2592', 'H2585', 'H2593', 'H2588', 'H2586'} |  | 1
JRC | {'H3154', 'H3166'} |  | 1
JRC | {'N640', 'N969'} |  | 1
JRC | {'H3384', 'H3385'} |  | 1
JRC | {'H2690', 'H2691', 'H2692', 'H2693'} |  | 1
JRC | {'H3200', 'H3202', 'H3203', 'H3201'} |  | 1
JRC | {'H3260', 'H3263'} |  | 1
JRC | {'H2847', 'H2927', 'H3023', 'H2855', 'H3125', 'H2854', 'H3111'} |  | 1
JRC | {'H3021', 'H3126'} |  | 1
JRC | {'N576', 'N911'} |  | 1
JRC | {'N377', 'N1055'} |  | 1
JRC | {'H2982', 'H2981', 'H3176', 'H3175'} |  | 1
JRC | {'H2960', 'H2959'} |  | 1
JRC | {'H2703', 'H2768'} |  | 1
JRC | {'N241', 'N745'} |  | 1
JRC | {'H2856', 'H2750', 'H2857', 'H2749'} |  | 1
JRC | {'H2764', 'H2765', 'H2789', 'H2763', 'H2766', 'H2788', 'H2762', 'H2761', 'H2790'} |  | 1
JRC | {'H3248', 'H3247'} |  | 1
JRC | {'H3085', 'H3086'} |  | 1
JRC | {'H759', 'H2197'} |  | 1
JRC | {'N340', 'N28'} |  | 1
JRC | {'H2576', 'H2674', 'H2751'} |  | 1
JRC | {'H2726', 'H2720', 'H2719', 'H2724', 'H2722', 'H2727', 'H2723', 'H2725', 'H2721'} |  | 1
JRC | {'H2662', 'H2661', 'H2564'} |  | 1
JRC | {'H2698', 'H2708'} |  | 1
JRC | {'H3048', 'H3049'} |  | 1
JRC | {'H2961', 'H2975'} |  | 1
JRC | {'H3132', 'H3124'} |  | 1
JRC | {'N648', 'N689'} |  | 1
JRC | {'H2985', 'H3016'} |  | 1
JRC | {'H3019', 'H3020', 'H2820', 'H2957', 'H2956'} |  | 1
JRC | {'N605', 'N493'} |  | 1
JRC | {'H2647', 'H2646', 'H2644', 'H2641', 'H2640', 'H2642', 'H2643', 'H2648', 'H2645'} |  | 1
JRC | {'H2933', 'H2934', 'H2932', 'H2935'} |  | 1
JRC | {'N337', 'N173'} |  | 1
JRC | {'H2930', 'H2915'} |  | 1
JRC | {'H2803', 'H2792'} |  | 1
JRC | {'H1502', 'H1513'} |  | 1
JRC | {'N873', 'N654'} |  | 1
JRC | {'N387', 'N674'} |  | 1
JRC | {'N293', 'N667', 'N668', 'N904'} |  | 1
JRC | {'N2', 'N335'} |  | 1
JRC | {'H2920', 'H2921', 'H2879', 'H2878'} |  | 1
JRC | {'N922', 'N923'} |  | 1
JRC | {'H2993', 'H2997'} |  | 1
JRC | {'H2893', 'H2896', 'H2894', 'H2895'} |  | 1
JRC | {'H2754', 'H2757', 'H2753', 'H2755', 'H2756', 'H2621', 'H2759', 'H2760', 'H2622', 'H2620', 'H2623', 'H2758'} |  | 1
JRC | {'H2562', 'H2559'} |  | 1
OPSD_EU | {'OEU300', 'OEU302', 'OEU299', 'OEU301'} |  | 1
OPSD_EU | {'OEU333', 'OEU331', 'OEU332'} |  | 1
OPSD_EU | {'OEU330', 'OEU327', 'OEU328', 'OEU329'} |  | 1
OPSD_EU | {'OEU5417', 'OEU5416'} |  | 1
OPSD_EU | {'OEU317', 'OEU316', 'OEU318', 'OEU315'} |  | 1
OPSD_EU | {'OEU334', 'OEU337', 'OEU335', 'OEU336'} |  | 1
OPSD_EU | {'OEU5407', 'OEU5408', 'OEU5406'} |  | 1
OPSD_EU | {'OEU5264', 'OEU5262'} |  | 1
OPSD_EU | {'OEU247', 'OEU248', 'OEU246'} |  | 1
OPSD_EU | {'OEU338', 'OEU339'} |  | 1
OPSD_EU | {'OEU5469', 'OEU5470'} |  | 1
OPSD_EU | {'OEU5463', 'OEU5462', 'OEU5464'} |  | 1
OPSD_EU | {'OEU134', 'OEU127'} |  | 1
OPSD_EU | {'OEU5485', 'OEU5484', 'OEU5482', 'OEU5483'} |  | 1
OPSD_EU | {'OEU5610', 'OEU5609'} |  | 1
OPSD_EU | {'OEU5450', 'OEU5449'} |  | 1
OPSD_EU | {'OEU5452', 'OEU5453', 'OEU5451', 'OEU5454'} |  | 1
OPSD_EU | {'OEU424', 'OEU515'} |  | 1
OPSD_EU | {'OEU5380', 'OEU5381'} |  | 1
OPSD_EU | {'OEU5458', 'OEU5460', 'OEU5459'} |  | 1
OPSD_EU | {'OEU5675', 'OEU5676'} |  | 1
OPSD_EU | {'OEU5486', 'OEU5487', 'OEU5488'} |  | 1
OPSD_EU | {'OEU5865', 'OEU5866'} |  | 1
OPSD_EU | {'OEU69', 'OEU70'} |  | 1
OPSD_EU | {'OEU311', 'OEU312', 'OEU314', 'OEU313'} |  | 1
OPSD_EU | {'OEU310', 'OEU303', 'OEU307', 'OEU308', 'OEU304', 'OEU306', 'OEU309', 'OEU305'} |  | 1
OPSD_EU | {'OEU257', 'OEU256'} |  | 1
OPSD_EU | {'OEU294', 'OEU297', 'OEU292', 'OEU293', 'OEU298', 'OEU295', 'OEU296'} |  | 1
OPSD_EU | {'OEU286', 'OEU288', 'OEU291', 'OEU285', 'OEU287', 'OEU290', 'OEU289'} |  | 1
OPSD_EU | {'OEU282', 'OEU284', 'OEU283'} |  | 1
OPSD_EU | {'OEU278', 'OEU281', 'OEU280', 'OEU279'} |  | 1
OPSD_EU | {'OEU21', 'OEU22', 'OEU23'} |  | 1
OPSD_EU | {'OEU274', 'OEU276', 'OEU277', 'OEU275', 'OEU273', 'OEU272'} |  | 1
OPSD_EU | {'OEU271', 'OEU270', 'OEU269'} |  | 1
OPSD_EU | {'OEU263', 'OEU264', 'OEU258', 'OEU261', 'OEU265', 'OEU266', 'OEU268', 'OEU259', 'OEU267', 'OEU262', 'OEU260'} |  | 1
OPSD_EU | {'OEU250', 'OEU253', 'OEU251', 'OEU254', 'OEU255', 'OEU252'} |  | 1
OPSD_EU | {'OEU104', 'OEU103'} |  | 1
OPSD_EU | {'OEU241', 'OEU242', 'OEU244', 'OEU245', 'OEU240', 'OEU243'} |  | 1
OPSD_EU | {'OEU77', 'OEU78'} |  | 1
OPSD_EU | {'OEU320', 'OEU319'} |  | 1
OPSD_EU | {'OEU5492', 'OEU5491'} |  | 1
OPSD_EU | {'OEU4643', 'OEU4645', 'OEU4644'} |  | 1
OPSD_EU | {'OEU5815', 'OEU5816'} |  | 1
OPSD_EU | {'OEU5083', 'OEU5088', 'OEU5082', 'OEU2256', 'OEU2027'} |  | 1
OPSD_EU | {'OEU323', 'OEU325', 'OEU326', 'OEU321', 'OEU322', 'OEU324'} |  | 1
OPSD_EU | {'OEU5438', 'OEU5440', 'OEU5439'} |  | 1
OPSD_EU | {'OEU5431', 'OEU5432'} |  | 1
OPSD_EU | {'OEU5423', 'OEU5421', 'OEU5424', 'OEU5422'} |  | 1
OPSD_EU | {'OEU5383', 'OEU5382', 'OEU5384', 'OEU5385'} |  | 1
OPSD_EU | {'OEU5377', 'OEU5378', 'OEU5376'} |  | 1
OPSD_EU | {'OEU5371', 'OEU5370'} |  | 1
OPSD_EU | {'OEU4728', 'OEU4726', 'OEU4727'} |  | 1
OPSD_EU | {'OEU1152', 'OEU1096'} |  | 1
OPSD_EU | {'OEU5240', 'OEU5239'} |  | 1
OPSD_EU | {'OEU5399', 'OEU5397', 'OEU5396', 'OEU5398'} |  | 1
OPSD_EU | {'OEU5434', 'OEU5433'} |  | 1
OPSD_EU | {'OEU5425', 'OEU5429', 'OEU5426', 'OEU5428', 'OEU5427'} |  | 1
OPSD_EU | {'OEU4167', 'OEU4168'} |  | 1
OPSD_EU | {'OEU4632', 'OEU4631', 'OEU4629', 'OEU4630'} |  | 1
OPSD_EU | {'OEU5413', 'OEU5414'} |  | 1
OPSD_EU | {'OEU5410', 'OEU5411'} |  | 1
OPSD_EU | {'OEU5418', 'OEU5419'} |  | 1
OPSD_EU | {'OEU5402', 'OEU5401', 'OEU5403', 'OEU5400'} |  | 1
OPSD_EU | {'OEU5374', 'OEU5373', 'OEU5372'} |  | 1
OPSD_EU | {'OEU5389', 'OEU5390'} |  | 1
OPSD_EU | {'OEU5117', 'OEU3248', 'OEU4333', 'OEU5119', 'OEU5120', 'OEU5118', 'OEU4332', 'OEU4334'} |  | 1
OPSD_EU | {'OEU1558', 'OEU4322', 'OEU4321', 'OEU4320', 'OEU4319'} |  | 1
OPSD_EU | {'OEU5437', 'OEU5436'} |  | 1
OPSD_EU | {'OEU1835', 'OEU4534', 'OEU4532', 'OEU4536', 'OEU4535', 'OEU2218', 'OEU4533', 'OEU4531'} |  | 1
OPSD_EU | {'OEU4945', 'OEU4940', 'OEU4943', 'OEU4942', 'OEU4944', 'OEU4941'} |  | 1
OPSD_EU | {'OEU5363', 'OEU5362', 'OEU5364'} |  | 1
OPSD_EU | {'OEU4561', 'OEU4563', 'OEU4560', 'OEU4562'} |  | 1
OPSD_EU | {'OEU4438', 'OEU4439', 'OEU4440', 'OEU4441', 'OEU4442'} |  | 1
OPSD_EU | {'OEU4527', 'OEU4530', 'OEU4529', 'OEU4528'} |  | 1
OPSD_EU | {'OEU4906', 'OEU4907'} |  | 1
OPSD_EU | {'OEU4164', 'OEU4166', 'OEU4165', 'OEU4163'} |  | 1
OPSD_EU | {'OEU4553', 'OEU4554'} |  | 1
OPSD_EU | {'OEU222', 'OEU221'} |  | 1
OPSD_EU | {'OEU5856', 'OEU5857', 'OEU5858', 'OEU5859'} |  | 1
OPSD_EU | {'OEU210', 'OEU207', 'OEU206', 'OEU208', 'OEU209', 'OEU205'} |  | 1
OPSD_EU | {'OEU5145', 'OEU5146'} |  | 1
OPSD_EU | {'OEU5457', 'OEU5456', 'OEU5455'} |  | 1
OPSD_EU | {'OEU5026', 'OEU5025'} |  | 1
OPSD_EU | {'OEU213', 'OEU215', 'OEU216', 'OEU214'} |  | 1
OPSD_EU | {'OEU5862', 'OEU5861'} |  | 1
OPSD_EU | {'OEU1321', 'OEU1322'} |  | 1
OPSD_EU | {'OEU5466', 'OEU5467', 'OEU5468'} |  | 1
OPSD_EU | {'OEU5080', 'OEU5072', 'OEU5078'} |  | 1
OPSD_EU | {'OEU218', 'OEU217'} |  | 1
OPSD_EU | {'OEU5097', 'OEU5095'} |  | 1
OPSD_EU | {'OEU66', 'OEU67'} |  | 1
OPSD_EU | {'OEU212', 'OEU211'} |  | 1
OPSD_EU | {'OEU203', 'OEU204'} |  | 1
OPSD_EU | {'OEU62', 'OEU61'} |  | 1
OPSD_EU | {'OEU1291', 'OEU1292'} |  | 1
OPSD_EU | {'OEU4775', 'OEU4776'} |  | 1
OPSD_EU | {'OEU3812', 'OEU5084', 'OEU5077', 'OEU2360', 'OEU5071'} |  | 1
OPSD_EU | {'OEU4134', 'OEU4135'} |  | 1
OPSD_EU | {'OEU5090', 'OEU5081'} |  | 1
OPSD_EU | {'OEU220', 'OEU219'} |  | 1
OPSD_EU | {'OEU4548', 'OEU4549'} |  | 1
OPSD_EU | {'OEU3', 'OEU2'} |  | 1
OPSD_EU | {'OEU5074', 'OEU5075'} |  | 1
OPSD_EU | {'OEU4581', 'OEU4580'} |  | 1
OPSD_EU | {'OEU170', 'OEU169'} |  | 1
OPSD_EU | {'OEU5111', 'OEU5039', 'OEU5045', 'OEU2049'} |  | 1
OPSD_EU | {'OEU1018', 'OEU1019'} |  | 1
OPSD_EU | {'OEU232', 'OEU229', 'OEU227', 'OEU228', 'OEU230', 'OEU239', 'OEU231', 'OEU233', 'OEU235', 'OEU234', 'OEU237', 'OEU236', 'OEU238'} |  | 1
OPSD_EU | {'OEU5481', 'OEU5480'} |  | 1
OPSD_EU | {'OEU348', 'OEU347'} |  | 1
OPSD_EU | {'OEU350', 'OEU351', 'OEU352', 'OEU349'} |  | 1
OPSD_EU | {'OEU174', 'OEU172', 'OEU173', 'OEU171'} |  | 1
OPSD_EU | {'OEU86', 'OEU85', 'OEU84'} |  | 1
OPSD_EU | {'OEU11', 'OEU12'} |  | 1
OPSD_EU | {'OEU88', 'OEU89'} |  | 1
OPSD_EU | {'OEU44', 'OEU46', 'OEU45', 'OEU47', 'OEU42', 'OEU43'} |  | 1
OPSD_EU | {'OEU192', 'OEU191', 'OEU193', 'OEU194'} |  | 1
OPSD_EU | {'OEU5103', 'OEU5102'} |  | 1
OPSD_EU | {'OEU200', 'OEU199'} |  | 1
OPSD_EU | {'OEU201', 'OEU202'} |  | 1
OPSD_EU | {'OEU5447', 'OEU5445', 'OEU5446'} |  | 1
OPSD_EU | {'OEU198', 'OEU196', 'OEU197', 'OEU195'} |  | 1
OPSD_EU | {'OEU5589', 'OEU5590', 'OEU5591', 'OEU5592', 'OEU5588'} |  | 1
OPSD_EU | {'OEU184', 'OEU186', 'OEU183', 'OEU185'} |  | 1
OPSD_EU | {'OEU178', 'OEU175', 'OEU176', 'OEU177'} |  | 1
OPSD_EU | {'OEU5069', 'OEU5068'} |  | 1
OPSD_EU | {'OEU5055', 'OEU5044'} |  | 1
OPSD_EU | {'OEU5104', 'OEU5038'} |  | 1
OPSD_EU | {'OEU180', 'OEU181', 'OEU182', 'OEU179'} |  | 1
OPSD_EU | {'OEU187', 'OEU188'} |  | 1
OPSD_EU | {'OEU189', 'OEU190'} |  | 1
OPSD_EU | {'OEU31', 'OEU30', 'OEU29', 'OEU32'} |  | 1
OPSD_EU | {'OEU4665', 'OEU4664', 'OEU4663'} |  | 1
OPSD_EU | {'OEU5028', 'OEU5027'} |  | 1
OPSD_EU | {'OEU5474', 'OEU5473', 'OEU5472', 'OEU5475'} |  | 1
OPSD_EU | {'OEU25', 'OEU65', 'OEU64'} |  | 1
OPSD_EU | {'OEU5037', 'OEU5036'} |  | 1
OPSD_EU | {'OEU1437', 'OEU1438'} |  | 1
OPSD_EU | {'OEU27', 'OEU28'} |  | 1
OPSD_EU | {'OEU5098', 'OEU5099', 'OEU5096'} |  | 1
OPSD_EU | {'OEU5657', 'OEU5659', 'OEU5658'} |  | 1
OPSD_EU | {'OEU224', 'OEU223', 'OEU225', 'OEU226'} |  | 1
OPSD_EU | {'OEU5671', 'OEU5673', 'OEU5672'} |  | 1
OPSD_EU | {'OEU5669', 'OEU5670', 'OEU5668'} |  | 1
OPSD_EU | {'OEU5804', 'OEU5838'} |  | 1
OPSD_EU | {'OEU5802', 'OEU5803'} |  | 1
OPSD_EU | {'OEU4636', 'OEU4633', 'OEU4635', 'OEU4634', 'OEU2226'} |  | 1
OPSD_EU | {'OEU5656', 'OEU5654', 'OEU5655'} |  | 1
OPSD_EU | {'OEU4482', 'OEU4480', 'OEU4481', 'OEU4479', 'OEU4478', 'OEU4477'} |  | 1
OPSD_EU | {'OEU5641', 'OEU5642', 'OEU5643'} |  | 1
OPSD_EU | {'OEU711', 'OEU684'} |  | 1
OPSD_EU | {'OEU5295', 'OEU5296'} |  | 1
OPSD_EU | {'OEU5254', 'OEU5188'} |  | 1
OPSD_EU | {'OEU5267', 'OEU5268'} |  | 1
OPSD_EU | {'OEU5627', 'OEU5625', 'OEU5626'} |  | 1
OPSD_EU | {'OEU963', 'OEU821'} |  | 1
OPSD_EU | {'OEU141', 'OEU140'} |  | 1
OPSD_EU | {'OEU379', 'OEU987'} |  | 1
OPSD_EU | {'OEU5618', 'OEU5620', 'OEU5619'} |  | 1
OPSD_EU | {'OEU5742', 'OEU5827'} |  | 1
OPSD_EU | {'OEU896', 'OEU387', 'OEU1001'} |  | 1
OPSD_EU | {'OEU382', 'OEU629', 'OEU582'} |  | 1
OPSD_EU | {'OEU384', 'OEU383'} |  | 1
OPSD_EU | {'OEU574', 'OEU632'} |  | 1
OPSD_EU | {'OEU5607', 'OEU5606', 'OEU5608'} |  | 1
OPSD_EU | {'OEU5603', 'OEU5604', 'OEU5605'} |  | 1
OPSD_EU | {'OEU4676', 'OEU4675', 'OEU4674'} |  | 1
OPSD_EU | {'OEU4572', 'OEU4573'} |  | 1
OPSD_EU | {'OEU5819', 'OEU5699'} |  | 1
OPSD_EU | {'OEU5581', 'OEU5580', 'OEU5582'} |  | 1
OPSD_EU | {'OEU5586', 'OEU5585', 'OEU5587'} |  | 1
OPSD_EU | {'OEU862', 'OEU972'} |  | 1
OPSD_EU | {'OEU549', 'OEU586'} |  | 1
OPSD_EU | {'OEU4209', 'OEU4208', 'OEU4207'} |  | 1
OPSD_EU | {'OEU5601', 'OEU5600', 'OEU5602', 'OEU5599'} |  | 1
OPSD_EU | {'OEU5260', 'OEU5259'} |  | 1
OPSD_EU | {'OEU4704', 'OEU4706', 'OEU4705', 'OEU2129', 'OEU4703'} |  | 1
OPSD_EU | {'OEU4187', 'OEU4254', 'OEU4186', 'OEU4188', 'OEU4253', 'OEU4189', 'OEU4252', 'OEU4251'} |  | 1
OPSD_EU | {'OEU5005', 'OEU4873'} |  | 1
OPSD_EU | {'OEU4414', 'OEU4416', 'OEU4417', 'OEU4415', 'OEU4413'} |  | 1
OPSD_EU | {'OEU835', 'OEU576'} |  | 1
OPSD_EU | {'OEU4993', 'OEU4994', 'OEU4995', 'OEU4087'} |  | 1
OPSD_EU | {'OEU4492', 'OEU4491'} |  | 1
OPSD_EU | {'OEU4628', 'OEU4908', 'OEU4909'} |  | 1
OPSD_EU | {'OEU4494', 'OEU4496', 'OEU4493', 'OEU4495'} |  | 1
OPSD_EU | {'OEU4507', 'OEU4506', 'OEU4508'} |  | 1
OPSD_EU | {'OEU4514', 'OEU4513'} |  | 1
OPSD_EU | {'OEU5513', 'OEU5541'} |  | 1
OPSD_EU | {'OEU5536', 'OEU5534', 'OEU5535', 'OEU5537'} |  | 1
OPSD_EU | {'OEU5499', 'OEU5497', 'OEU5502', 'OEU5503', 'OEU5501', 'OEU5498', 'OEU5500'} |  | 1
OPSD_EU | {'OEU4662', 'OEU4660', 'OEU4659', 'OEU4661'} |  | 1
OPSD_EU | {'OEU4805', 'OEU4804', 'OEU4806'} |  | 1
OPSD_EU | {'OEU4801', 'OEU4802'} |  | 1
OPSD_EU | {'OEU4797', 'OEU4798', 'OEU4799', 'OEU4796'} |  | 1
OPSD_EU | {'OEU4312', 'OEU4311', 'OEU4313', 'OEU4310'} |  | 1
OPSD_EU | {'OEU3781', 'OEU4309', 'OEU4307', 'OEU3274', 'OEU4308', 'OEU2742'} |  | 1
OPSD_EU | {'OEU5386', 'OEU5387'} |  | 1
OPSD_EU | {'OEU4279', 'OEU4281', 'OEU4280'} |  | 1
OPSD_EU | {'OEU4893', 'OEU4894', 'OEU4892', 'OEU2421', 'OEU2109'} |  | 1
OPSD_EU | {'OEU4623', 'OEU4622', 'OEU4624'} |  | 1
OPSD_EU | {'OEU4992', 'OEU4088', 'OEU4990', 'OEU4991'} |  | 1
OPSD_EU | {'OEU1274', 'OEU1276'} |  | 1
OPSD_EU | {'OEU1455', 'OEU1281'} |  | 1
OPSD_EU | {'OEU1177', 'OEU1176'} |  | 1
OPSD_EU | {'OEU5109', 'OEU5108'} |  | 1
OPSD_EU | {'OEU5056', 'OEU5066'} |  | 1
OPSD_EU | {'OEU0', 'OEU1'} |  | 1
OPSD_EU | {'OEU83', 'OEU82'} |  | 1
OPSD_EU | {'OEU94', 'OEU93', 'OEU92'} |  | 1
OPSD_EU | {'OEU1408', 'OEU1469'} |  | 1
OPSD_EU | {'OEU5685', 'OEU5686'} |  | 1
OPSD_EU | {'OEU5854', 'OEU5853'} |  | 1
OPSD_EU | {'OEU899', 'OEU390'} |  | 1
OPSD_EU | {'OEU636', 'OEU968'} |  | 1
OPSD_EU | {'OEU4896', 'OEU4895'} |  | 1
OPSD_EU | {'OEU4471', 'OEU4473', 'OEU4470', 'OEU4472'} |  | 1
OPSD_EU | {'OEU4202', 'OEU4200', 'OEU4201'} |  | 1
OPSD_EU | {'OEU492', 'OEU354'} |  | 1
OPSD_EU | {'OEU4488', 'OEU4489'} |  | 1
OPSD_EU | {'OEU728', 'OEU904'} |  | 1
OPSD_EU | {'OEU4756', 'OEU4757'} |  | 1
OPSD_EU | {'OEU5004', 'OEU5003'} |  | 1
OPSD_EU | {'OEU978', 'OEU984'} |  | 1
OPSD_EU | {'OEU5273', 'OEU5272'} |  | 1
OPSD_EU | {'OEU4855', 'OEU4854'} |  | 1
OPSD_EU | {'OEU4865', 'OEU4863', 'OEU4862', 'OEU4864'} |  | 1
OPSD_EU | {'OEU510', 'OEU404'} |  | 1
OPSD_EU | {'OEU685', 'OEU895'} |  | 1
OPSD_EU | {'OEU777', 'OEU660'} |  | 1
OPSD_EU | {'OEU1434', 'OEU1435'} |  | 1
OPSD_EU | {'OEU531', 'OEU451'} |  | 1
OPSD_EU | {'OEU4932', 'OEU4361'} |  | 1
OPSD_EU | {'OEU831', 'OEU888'} |  | 1
OPSD_EU | {'OEU4918', 'OEU4917'} |  | 1
OPSD_EU | {'OEU681', 'OEU687'} |  | 1
OPSD_EU | {'OEU402', 'OEU401'} |  | 1
OPSD_EU | {'OEU615', 'OEU420'} |  | 1
OPSD_EU | {'OEU917', 'OEU839'} |  | 1
OPSD_EU | {'OEU5842', 'OEU5843'} |  | 1
OPSD_EU | {'OEU591', 'OEU1002'} |  | 1
OPSD_EU | {'OEU4638', 'OEU4639'} |  | 1
OPSD_EU | {'OEU470', 'OEU471'} |  | 1
OPSD_EU | {'OEU745', 'OEU719'} |  | 1
OPSD_EU | {'OEU4911', 'OEU4912', 'OEU4913'} |  | 1
OPSD_EU | {'OEU791', 'OEU645'} |  | 1
OPSD_EU | {'OEU474', 'OEU473'} |  | 1
OPSD_EU | {'OEU1355', 'OEU1354'} |  | 1
OPSD_EU | {'OEU4850', 'OEU4851', 'OEU3222', 'OEU4852'} |  | 1
OPSD_EU | {'OEU616', 'OEU488', 'OEU490'} |  | 1
OPSD_EU | {'OEU4812', 'OEU4961', 'OEU2654', 'OEU2295', 'OEU4962', 'OEU4963'} |  | 1
OPSD_EU | {'OEU4767', 'OEU4768'} |  | 1
OPSD_EU | {'OEU4792', 'OEU4791'} |  | 1
OPSD_EU | {'OEU5257', 'OEU5256'} |  | 1
OPSD_EU | {'OEU749', 'OEU1007'} |  | 1
OPSD_EU | {'OEU4964', 'OEU4965', 'OEU3255'} |  | 1
OPSD_EU | {'OEU4734', 'OEU4735'} |  | 1
OPSD_EU | {'OEU4731', 'OEU4732', 'OEU4733'} |  | 1
OPSD_EU | {'OEU874', 'OEU787'} |  | 1
OPSD_EU | {'OEU4764', 'OEU4762', 'OEU4763', 'OEU4765', 'OEU4766'} |  | 1
OPSD_EU | {'OEU1252', 'OEU1251', 'OEU1253'} |  | 1
OPSD_EU | {'OEU388', 'OEU389'} |  | 1
OPSD_EU | {'OEU949', 'OEU682'} |  | 1
OPSD_EU | {'OEU4828', 'OEU4827'} |  | 1
OPSD_EU | {'OEU910', 'OEU763'} |  | 1
OPSD_EU | {'OEU1331', 'OEU1328'} |  | 1
OPSD_EU | {'OEU870', 'OEU461'} |  | 1
OPSD_EU | {'OEU4769', 'OEU4770'} |  | 1
OPSD_EU | {'OEU4159', 'OEU4158'} |  | 1
OPSD_EU | {'OEU434', 'OEU435'} |  | 1
OPSD_EU | {'OEU4841', 'OEU4842'} |  | 1
OPSD_EU | {'OEU2580', 'OEU5014', 'OEU5015'} |  | 1
OPSD_EU | {'OEU4830', 'OEU3427', 'OEU4831', 'OEU4829'} |  | 1
OPSD_EU | {'OEU4966', 'OEU4967'} |  | 1
OPSD_EU | {'OEU4151', 'OEU4153', 'OEU4154', 'OEU4152'} |  | 1
OPSD_EU | {'OEU564', 'OEU432'} |  | 1
OPSD_EU | {'OEU908', 'OEU990'} |  | 1
OPSD_EU | {'OEU1013', 'OEU992'} |  | 1
OPSD_EU | {'OEU1307', 'OEU1306'} |  | 1
OPSD_EU | {'OEU4934', 'OEU4933'} |  | 1
OPSD_EU | {'OEU5289', 'OEU5290'} |  | 1
OPSD_EU | {'OEU5007', 'OEU5008', 'OEU5006'} |  | 1
OPSD_EU | {'OEU4213', 'OEU4210', 'OEU4212'} |  | 1
OPSD_EU | {'OEU4670', 'OEU4669'} |  | 1
OPSD_EU | {'OEU5236', 'OEU5237'} |  | 1
OPSD_EU | {'OEU4955', 'OEU4954', 'OEU4953', 'OEU4952'} |  | 1
OPSD_EU | {'OEU4938', 'OEU4937', 'OEU4939'} |  | 1
OPSD_EU | {'OEU4958', 'OEU4959', 'OEU4960'} |  | 1
OPSD_EU | {'OEU378', 'OEU377'} |  | 1
OPSD_EU | {'OEU4710', 'OEU4711'} |  | 1
OPSD_EU | {'OEU436', 'OEU518'} |  | 1
OPSD_EU | {'OEU4696', 'OEU4695'} |  | 1
OPSD_EU | {'OEU517', 'OEU833'} |  | 1
OPSD_EU | {'OEU4936', 'OEU4935'} |  | 1
OPSD_EU | {'OEU5622', 'OEU5621', 'OEU5623'} |  | 1
OPSD_EU | {'OEU108', 'OEU107'} |  | 1
OPSD_EU | {'OEU5750', 'OEU5736'} |  | 1
OPSD_EU | {'OEU5087', 'OEU5086', 'OEU5085', 'OEU5094'} |  | 1
OPSD_EU | {'OEU5495', 'OEU5496'} |  | 1
OPSD_EU | {'OEU695', 'OEU624', 'OEU465', 'OEU466'} |  | 1
OPSD_EU | {'OEU5545', 'OEU5546'} |  | 1
OPSD_EU | {'OEU5552', 'OEU5551'} |  | 1
OPSD_EU | {'OEU5124', 'OEU5122'} |  | 1
OPSD_EU | {'OEU5128', 'OEU5130'} |  | 1
OPSD_EU | {'OEU4846', 'OEU4849', 'OEU4848', 'OEU4847'} |  | 1
OPSD_EU | {'OEU35', 'OEU34'} |  | 1
OPSD_EU | {'OEU657', 'OEU394'} |  | 1
OPSD_EU | {'OEU4283', 'OEU4282'} |  | 1
OPSD_EU | {'OEU604', 'OEU863'} |  | 1
OPSD_EU | {'OEU924', 'OEU979'} |  | 1
OPSD_EU | {'OEU4597', 'OEU4598', 'OEU2037'} |  | 1
OPSD_EU | {'OEU411', 'OEU410'} |  | 1
OPSD_EU | {'OEU4138', 'OEU4139', 'OEU4140'} |  | 1
OPSD_EU | {'OEU603', 'OEU643'} |  | 1
OPSD_EU | {'OEU4875', 'OEU4874'} |  | 1
OPSD_EU | {'OEU911', 'OEU409', 'OEU935'} |  | 1
OPSD_EU | {'OEU939', 'OEU665'} |  | 1
OPSD_EU | {'OEU5512', 'OEU5511'} |  | 1
OPSD_EU | {'OEU5514', 'OEU5515'} |  | 1
OPSD_EU | {'OEU5517', 'OEU5518', 'OEU5516'} |  | 1
OPSD_EU | {'OEU5520', 'OEU5519'} |  | 1
OPSD_EU | {'OEU5522', 'OEU5521'} |  | 1
OPSD_EU | {'OEU5523', 'OEU5524'} |  | 1
OPSD_EU | {'OEU5526', 'OEU5528', 'OEU5527'} |  | 1
OPSD_EU | {'OEU5530', 'OEU5529'} |  | 1
OPSD_EU | {'OEU5533', 'OEU5532', 'OEU5531'} |  | 1
OPSD_EU | {'OEU5539', 'OEU5538', 'OEU5540'} |  | 1
OPSD_EU | {'OEU5629', 'OEU5628'} |  | 1
OPSD_EU | {'OEU5543', 'OEU5544', 'OEU5542'} |  | 1
OPSD_EU | {'OEU5550', 'OEU5548', 'OEU5549'} |  | 1
OPSD_EU | {'OEU5553', 'OEU5554'} |  | 1
OPSD_EU | {'OEU5555', 'OEU5556'} |  | 1
OPSD_EU | {'OEU5558', 'OEU5557', 'OEU5559'} |  | 1
OPSD_EU | {'OEU5563', 'OEU5564', 'OEU5562'} |  | 1
OPSD_EU | {'OEU5565', 'OEU5567', 'OEU5566'} |  | 1
OPSD_EU | {'OEU5570', 'OEU5569'} |  | 1
OPSD_EU | {'OEU5812', 'OEU5841'} |  | 1
OPSD_EU | {'OEU5791', 'OEU5835'} |  | 1
OPSD_EU | {'OEU5729', 'OEU5728'} |  | 1
OPSD_EU | {'OEU4714', 'OEU4715', 'OEU4713', 'OEU2087', 'OEU4712'} |  | 1
OPSD_EU | {'OEU4998', 'OEU4999'} |  | 1
OPSD_EU | {'OEU360', 'OEU359'} |  | 1
OPSD_EU | {'OEU960', 'OEU688'} |  | 1
OPSD_EU | {'OEU4996', 'OEU4997', 'OEU3087'} |  | 1
OPSD_EU | {'OEU5010', 'OEU3394', 'OEU5009', 'OEU5011', 'OEU5012', 'OEU5013'} |  | 1
OPSD_EU | {'OEU4487', 'OEU4486'} |  | 1
OPSD_EU | {'OEU4904', 'OEU4902', 'OEU4905', 'OEU4903'} |  | 1
OPSD_EU | {'OEU4861', 'OEU4860', 'OEU4859', 'OEU4858'} |  | 1
OPSD_EU | {'OEU4409', 'OEU4410', 'OEU4407', 'OEU4408'} |  | 1
OPSD_EU | {'OEU4814', 'OEU4815', 'OEU4813'} |  | 1
OPSD_EU | {'OEU56', 'OEU55', 'OEU57'} |  | 1
OPSD_EU | {'OEU4719', 'OEU4722', 'OEU4721', 'OEU4720'} |  | 1
OPSD_EU | {'OEU4725', 'OEU4723', 'OEU2081'} |  | 1
OPSD_EU | {'OEU4245', 'OEU4246'} |  | 1
OPSD_EU | {'OEU2667', 'OEU2372'} |  | 1
OPSD_EU | {'OEU4692', 'OEU4758', 'OEU4691'} |  | 1
OPSD_EU | {'OEU4693', 'OEU4694'} |  | 1
OPSD_EU | {'OEU4699', 'OEU4698', 'OEU4697'} |  | 1
OPSD_EU | {'OEU4678', 'OEU4677'} |  | 1
OPSD_EU | {'OEU4680', 'OEU4681'} |  | 1
OPSD_EU | {'OEU2152', 'OEU4219'} |  | 1
OPSD_EU | {'OEU1969', 'OEU4972'} |  | 1
OPSD_EU | {'OEU4702', 'OEU4701'} |  | 1
OPSD_EU | {'OEU2469', 'OEU1893'} |  | 1
OPSD_EU | {'OEU1014', 'OEU539'} |  | 1
OPSD_EU | {'OEU4717', 'OEU4716'} |  | 1
OPSD_EU | {'OEU4707', 'OEU4709', 'OEU4708'} |  | 1
OPSD_EU | {'OEU1920', 'OEU3215', 'OEU1931'} |  | 1
OPSD_EU | {'OEU3508', 'OEU2578', 'OEU2426'} |  | 1
OPSD_EU | {'OEU4141', 'OEU4143', 'OEU4142'} |  | 1
OPSD_EU | {'OEU2287', 'OEU3270', 'OEU2028'} |  | 1
OPSD_EU | {'OEU1479', 'OEU2088'} |  | 1
OPSD_EU | {'OEU4673', 'OEU4672'} |  | 1
OPSD_EU | {'OEU3038', 'OEU1614'} |  | 1
OPSD_EU | {'OEU4686', 'OEU4685', 'OEU4687'} |  | 1
OPSD_EU | {'OEU4880', 'OEU4879'} |  | 1
OPSD_EU | {'OEU4616', 'OEU4615', 'OEU4614', 'OEU4617'} |  | 1
OPSD_EU | {'OEU4619', 'OEU4618'} |  | 1
OPSD_EU | {'OEU2166', 'OEU2941'} |  | 1
OPSD_EU | {'OEU3108', 'OEU4620', 'OEU1865'} |  | 1
OPSD_EU | {'OEU4304', 'OEU4302', 'OEU4303'} |  | 1
OPSD_EU | {'OEU2618', 'OEU2429'} |  | 1
OPSD_EU | {'OEU4353', 'OEU4352', 'OEU2433'} |  | 1
OPSD_EU | {'OEU3182', 'OEU2303'} |  | 1
OPSD_EU | {'OEU4651', 'OEU4627', 'OEU4653', 'OEU4650', 'OEU4652'} |  | 1
OPSD_EU | {'OEU4688', 'OEU4689', 'OEU4690'} |  | 1
OPSD_EU | {'OEU4666', 'OEU4668', 'OEU4667'} |  | 1
OPSD_EU | {'OEU4230', 'OEU4232', 'OEU4231'} |  | 1
OPSD_EU | {'OEU4449', 'OEU4448'} |  | 1
OPSD_EU | {'OEU5598', 'OEU5597'} |  | 1
OPSD_EU | {'OEU4192', 'OEU4191'} |  | 1
OPSD_EU | {'OEU4195', 'OEU4196', 'OEU4197'} |  | 1
OPSD_EU | {'OEU4203', 'OEU4204'} |  | 1
OPSD_EU | {'OEU901', 'OEU746'} |  | 1
OPSD_EU | {'OEU1254', 'OEU1255'} |  | 1
OPSD_EU | {'OEU4987', 'OEU4986'} |  | 1
OPSD_EU | {'OEU4785', 'OEU4786'} |  | 1
OPSD_EU | {'OEU4771', 'OEU4772'} |  | 1
OPSD_EU | {'OEU4146', 'OEU4145', 'OEU4144'} |  | 1
OPSD_EU | {'OEU5019', 'OEU5018'} |  | 1
OPSD_EU | {'OEU2019', 'OEU4784', 'OEU4783'} |  | 1
OPSD_EU | {'OEU1774', 'OEU1710', 'OEU2007'} |  | 1
OPSD_EU | {'OEU4984', 'OEU4983'} |  | 1
OPSD_EU | {'OEU1536', 'OEU3147'} |  | 1
OPSD_EU | {'OEU2544', 'OEU1647'} |  | 1
OPSD_EU | {'OEU3250', 'OEU2205'} |  | 1
OPSD_EU | {'OEU5022', 'OEU5021'} |  | 1
OPSD_EU | {'OEU4741', 'OEU4742', 'OEU4743'} |  | 1
OPSD_EU | {'OEU4745', 'OEU4746', 'OEU4744'} |  | 1
OPSD_EU | {'OEU4747', 'OEU4748'} |  | 1
OPSD_EU | {'OEU1207', 'OEU1208'} |  | 1
OPSD_EU | {'OEU2775', 'OEU2779', 'OEU2043'} |  | 1
OPSD_EU | {'OEU4740', 'OEU4739'} |  | 1
OPSD_EU | {'OEU3747', 'OEU2862'} |  | 1
OPSD_EU | {'OEU3149', 'OEU1853'} |  | 1
OPSD_EU | {'OEU4737', 'OEU4736', 'OEU4738'} |  | 1
OPSD_EU | {'OEU2718', 'OEU2521', 'OEU1619'} |  | 1
OPSD_EU | {'OEU2650', 'OEU4097'} |  | 1
OPSD_EU | {'OEU4610', 'OEU2249', 'OEU4609'} |  | 1
OPSD_EU | {'OEU824', 'OEU468', 'OEU937'} |  | 1
OPSD_EU | {'OEU4816', 'OEU2420'} |  | 1
OPSD_EU | {'OEU497', 'OEU496', 'OEU495'} |  | 1
OPSD_EU | {'OEU523', 'OEU446'} |  | 1
OPSD_EU | {'OEU4551', 'OEU4552'} |  | 1
OPSD_EU | {'OEU1689', 'OEU3385'} |  | 1
OPSD_EU | {'OEU4582', 'OEU5106', 'OEU4583', 'OEU5113'} |  | 1
OPSD_EU | {'OEU60', 'OEU58', 'OEU59'} |  | 1
OPSD_EU | {'OEU16', 'OEU18'} |  | 1
OPSD_EU | {'OEU5573', 'OEU5571', 'OEU5572'} |  | 1
OPSD_EU | {'OEU739', 'OEU691'} |  | 1
OPSD_EU | {'OEU380', 'OEU381'} |  | 1
OPSD_EU | {'OEU460', 'OEU543'} |  | 1
OPSD_EU | {'OEU529', 'OEU528'} |  | 1
OPSD_EU | {'OEU5593', 'OEU5595', 'OEU5594'} |  | 1
OPSD_EU | {'OEU5505', 'OEU5507', 'OEU5506', 'OEU5508'} |  | 1
OPSD_EU | {'OEU498', 'OEU499'} |  | 1
OPSD_EU | {'OEU903', 'OEU670'} |  | 1
OPSD_EU | {'OEU5365', 'OEU5366'} |  | 1
OPSD_EU | {'OEU589', 'OEU628'} |  | 1
OPSD_EU | {'OEU5247', 'OEU5249'} |  | 1
OPSD_EU | {'OEU713', 'OEU891', 'OEU607'} |  | 1
OPSD_EU | {'OEU704', 'OEU621'} |  | 1
OPSD_EU | {'OEU5637', 'OEU5635', 'OEU5636'} |  | 1
OPSD_EU | {'OEU400', 'OEU508'} |  | 1
OPSD_EU | {'OEU759', 'OEU448'} |  | 1
OPSD_EU | {'OEU5731', 'OEU5732'} |  | 1
OPSD_EU | {'OEU5574', 'OEU5575', 'OEU5576'} |  | 1
OPSD_EU | {'OEU5777', 'OEU5743', 'OEU5778'} |  | 1
OPSD_EU | {'OEU3361', 'OEU1996'} |  | 1
OPSD_EU | {'OEU3506', 'OEU5061', 'OEU2930', 'OEU2461'} |  | 1
OPSD_EU | {'OEU4288', 'OEU4287'} |  | 1
OPSD_EU | {'OEU4594', 'OEU4595'} |  | 1
OPSD_EU | {'OEU4683', 'OEU4684', 'OEU4682', 'OEU3220'} |  | 1
OPSD_EU | {'OEU9', 'OEU10'} |  | 1
OPSD_EU | {'OEU1974', 'OEU1968'} |  | 1
OPSD_EU | {'OEU4878', 'OEU4876', 'OEU4877'} |  | 1
OPSD_EU | {'OEU4584', 'OEU2710'} |  | 1
OPSD_EU | {'OEU2915', 'OEU2114'} |  | 1
OPSD_EU | {'OEU3279', 'OEU2067'} |  | 1
OPSD_EU | {'OEU4979', 'OEU4982', 'OEU4981', 'OEU4980'} |  | 1
OPSD_EU | {'OEU757', 'OEU613'} |  | 1
OPSD_EU | {'OEU4025', 'OEU3042'} |  | 1
OPSD_EU | {'OEU4605', 'OEU4604'} |  | 1
OPSD_EU | {'OEU4600', 'OEU4601'} |  | 1
OPSD_EU | {'OEU4603', 'OEU4602'} |  | 1
OPSD_EU | {'OEU4565', 'OEU4564', 'OEU1995'} |  | 1
OPSD_EU | {'OEU4567', 'OEU4568'} |  | 1
OPSD_EU | {'OEU4760', 'OEU1691', 'OEU4761', 'OEU2443'} |  | 1
OPSD_EU | {'OEU1164', 'OEU1165'} |  | 1
OPSD_EU | {'OEU90', 'OEU91'} |  | 1
OPSD_EU | {'OEU2621', 'OEU3150'} |  | 1
OPSD_EU | {'OEU3434', 'OEU2079'} |  | 1
OPSD_EU | {'OEU4575', 'OEU4574', 'OEU3820'} |  | 1
OPSD_EU | {'OEU2387', 'OEU4116', 'OEU3216'} |  | 1
OPSD_EU | {'OEU4277', 'OEU3138'} |  | 1
OPSD_EU | {'OEU4578', 'OEU4579'} |  | 1
OPSD_EU | {'OEU4268', 'OEU4267'} |  | 1
OPSD_EU | {'OEU2853', 'OEU1559'} |  | 1
OPSD_EU | {'OEU3290', 'OEU3489'} |  | 1
OPSD_EU | {'OEU4950', 'OEU4951', 'OEU4949'} |  | 1
OPSD_EU | {'OEU1674', 'OEU2149'} |  | 1
OPSD_EU | {'OEU4259', 'OEU4257', 'OEU4260', 'OEU4258'} |  | 1
OPSD_EU | {'OEU4264', 'OEU4265', 'OEU4266'} |  | 1
OPSD_EU | {'OEU4262', 'OEU4261', 'OEU4263'} |  | 1
OPSD_EU | {'OEU4891', 'OEU2022', 'OEU4890'} |  | 1
OPSD_EU | {'OEU4147', 'OEU4148', 'OEU4149', 'OEU4150'} |  | 1
OPSD_EU | {'OEU4946', 'OEU4947', 'OEU4948', 'OEU2467'} |  | 1
OPSD_EU | {'OEU2679', 'OEU2244'} |  | 1
OPSD_EU | {'OEU3115', 'OEU4464', 'OEU2240', 'OEU2389', 'OEU4825', 'OEU5121', 'OEU4826', 'OEU4463'} |  | 1
OPSD_EU | {'OEU2509', 'OEU4460'} |  | 1
OPSD_EU | {'OEU4989', 'OEU4988'} |  | 1
OPSD_EU | {'OEU2867', 'OEU3352'} |  | 1
OPSD_EU | {'OEU4403', 'OEU4402'} |  | 1
OPSD_EU | {'OEU4235', 'OEU4234'} |  | 1
OPSD_EU | {'OEU4823', 'OEU4824', 'OEU4822'} |  | 1
OPSD_EU | {'OEU4886', 'OEU4885'} |  | 1
OPSD_EU | {'OEU3113', 'OEU3327'} |  | 1
OPSD_EU | {'OEU4779', 'OEU4778'} |  | 1
OPSD_EU | {'OEU1325', 'OEU1326'} |  | 1
OPSD_EU | {'OEU1008', 'OEU491'} |  | 1
OPSD_EU | {'OEU3885', 'OEU4754', 'OEU4755', 'OEU1930'} |  | 1
OPSD_EU | {'OEU4821', 'OEU4820'} |  | 1
OPSD_EU | {'OEU4781', 'OEU4780'} |  | 1
OPSD_EU | {'OEU4856', 'OEU4857'} |  | 1
OPSD_EU | {'OEU1361', 'OEU1362'} |  | 1
OPSD_EU | {'OEU3501', 'OEU2246'} |  | 1
OPSD_EU | {'OEU2374', 'OEU1883'} |  | 1
OPSD_EU | {'OEU4834', 'OEU4835'} |  | 1
OPSD_EU | {'OEU1352', 'OEU1351'} |  | 1
OPSD_EU | {'OEU4833', 'OEU4832', 'OEU1573'} |  | 1
OPSD_EU | {'OEU4839', 'OEU4838'} |  | 1
OPSD_EU | {'OEU1348', 'OEU1347'} |  | 1
OPSD_EU | {'OEU4157', 'OEU4156', 'OEU4155'} |  | 1
OPSD_EU | {'OEU3426', 'OEU2575'} |  | 1
OPSD_EU | {'OEU3282', 'OEU2865'} |  | 1
OPSD_EU | {'OEU3243', 'OEU1660'} |  | 1
OPSD_EU | {'OEU5017', 'OEU5016'} |  | 1
OPSD_EU | {'OEU2074', 'OEU2662'} |  | 1
OPSD_EU | {'OEU5046', 'OEU5047'} |  | 1
OPSD_EU | {'OEU2257', 'OEU3453'} |  | 1
OPSD_EU | {'OEU1519', 'OEU2475', 'OEU3759'} |  | 1
OPSD_EU | {'OEU4793', 'OEU4795', 'OEU4794'} |  | 1
OPSD_EU | {'OEU4374', 'OEU4373'} |  | 1
OPSD_EU | {'OEU4787', 'OEU4788'} |  | 1
OPSD_EU | {'OEU4789', 'OEU4790'} |  | 1
OPSD_EU | {'OEU3340', 'OEU2760'} |  | 1
OPSD_EU | {'OEU3028', 'OEU4066'} |  | 1
OPSD_EU | {'OEU4882', 'OEU4884', 'OEU2427', 'OEU4883'} |  | 1
OPSD_EU | {'OEU3136', 'OEU2688', 'OEU3299'} |  | 1
OPSD_EU | {'OEU4380', 'OEU4382', 'OEU4381'} |  | 1
OPSD_EU | {'OEU4808', 'OEU4809'} |  | 1
OPSD_EU | {'OEU1713', 'OEU1959'} |  | 1
OPSD_EU | {'OEU4345', 'OEU4344', 'OEU2038'} |  | 1
OPSD_EU | {'OEU2224', 'OEU3141', 'OEU1855'} |  | 1
OPSD_EU | {'OEU2648', 'OEU2090'} |  | 1
OPSD_EU | {'OEU2569', 'OEU1487'} |  | 1
OPSD_EU | {'OEU4751', 'OEU4752'} |  | 1
OPSD_EU | {'OEU1943', 'OEU2734', 'OEU3238'} |  | 1
OPSD_EU | {'OEU4437', 'OEU4436'} |  | 1
OPSD_EU | {'OEU4914', 'OEU4915'} |  | 1
OPSD_EU | {'OEU2507', 'OEU2830'} |  | 1
OPSD_EU | {'OEU2833', 'OEU2712', 'OEU2626'} |  | 1
OPSD_EU | {'OEU4642', 'OEU4641'} |  | 1
OPSD_EU | {'OEU4648', 'OEU4647', 'OEU4649'} |  | 1
OPSD_EU | {'OEU3104', 'OEU4910'} |  | 1
OPSD_EU | {'OEU1540', 'OEU1589', 'OEU2558'} |  | 1
OPSD_EU | {'OEU2609', 'OEU4926', 'OEU4927'} |  | 1
OPSD_EU | {'OEU4929', 'OEU4928'} |  | 1
OPSD_EU | {'OEU4930', 'OEU4931'} |  | 1
OPSD_EU | {'OEU4956', 'OEU4957'} |  | 1
OPSD_EU | {'OEU2042', 'OEU1958', 'OEU2567'} |  | 1
OPSD_EU | {'OEU3366', 'OEU3325'} |  | 1
OPSD_EU | {'OEU2213', 'OEU1662', 'OEU3337'} |  | 1
OPSD_EU | {'OEU1553', 'OEU3114'} |  | 1
OPSD_EU | {'OEU4924', 'OEU4922', 'OEU4923'} |  | 1
OPSD_EU | {'OEU1422', 'OEU1424'} |  | 1
OPSD_EU | {'OEU4515', 'OEU4516'} |  | 1
OPSD_EU | {'OEU1795', 'OEU2924'} |  | 1
OPSD_EU | {'OEU4557', 'OEU4556'} |  | 1
OPSD_EU | {'OEU1593', 'OEU1627', 'OEU3843', 'OEU2566'} |  | 1
OPSD_EU | {'OEU1851', 'OEU2829'} |  | 1
OPSD_EU | {'OEU2854', 'OEU4868', 'OEU4161', 'OEU4160', 'OEU2386', 'OEU4162'} |  | 1
OPSD_EU | {'OEU4866', 'OEU3374', 'OEU4867'} |  | 1
OPSD_EU | {'OEU2068', 'OEU1994'} |  | 1
OPSD_EU | {'OEU3139', 'OEU3740'} |  | 1
OPSD_EU | {'OEU4870', 'OEU4869'} |  | 1
OPSD_EU | {'OEU3025', 'OEU2611'} |  | 1
OPSD_EU | {'OEU4871', 'OEU4872'} |  | 1
OPSD_EU | {'OEU1947', 'OEU2358'} |  | 1
OPSD_EU | {'OEU3258', 'OEU4889', 'OEU3140', 'OEU4888'} |  | 1
OPSD_EU | {'OEU4897', 'OEU4899', 'OEU4898'} |  | 1
OPSD_EU | {'OEU4900', 'OEU4901'} |  | 1
OPSD_EU | {'OEU4485', 'OEU4484', 'OEU4483'} |  | 1
OPSD_EU | {'OEU5848', 'OEU5849'} |  | 1
OPSD_EU | {'OEU4589', 'OEU4588'} |  | 1
OPSD_EU | {'OEU5493', 'OEU5494'} |  | 1
OPSD_EU | {'OEU2463', 'OEU4612', 'OEU4613'} |  | 1
OPSD_EU | {'OEU3524', 'OEU3996'} |  | 1
OPSD_EU | {'OEU3196', 'OEU3764'} |  | 1
OPSD_EU | {'OEU5509', 'OEU5510'} |  | 1
OPSD_EU | {'OEU342', 'OEU341'} |  | 1
OPSD_EU | {'OEU4450', 'OEU4451', 'OEU4455', 'OEU4452', 'OEU5114', 'OEU4454', 'OEU4453'} |  | 1
OPSD_EU | {'OEU3795', 'OEU2209'} |  | 1
OPSD_EU | {'OEU5002', 'OEU5001'} |  | 1
OPSD_EU | {'OEU4169', 'OEU4170', 'OEU4969', 'OEU4970', 'OEU4968', 'OEU4971'} |  | 1
OPSD_EU | {'OEU3659', 'OEU3858'} |  | 1
OPSD_EU | {'OEU5647', 'OEU5646', 'OEU5648'} |  | 1
OPSD_EU | {'OEU1346', 'OEU1345'} |  | 1
OPSD_EU | {'OEU345', 'OEU346', 'OEU344'} |  | 1
OPSD_EU | {'OEU2418', 'OEU2278'} |  | 1
OPSD_EU | {'OEU3465', 'OEU2310'} |  | 1
OPSD_EU | {'OEU2013', 'OEU3309'} |  | 1
OPSD_EU | {'OEU5664', 'OEU5665'} |  | 1
OPSD_EU | {'OEU5112', 'OEU3826'} |  | 1
OPSD_EU | {'OEU5660', 'OEU5661'} |  | 1
OPSD_DE | {'BNA0709', 'BNA0707', 'BNA0712', 'BNA0705', 'BNA0706', 'BNA0713', 'BNA0708'} |  | 1
OPSD_DE | {'BNA0618', 'BNA1508', 'BNA0619'} |  | 1
OPSD_DE | {'BNA0228', 'BNA0229'} |  | 1
OPSD_DE | {'BNA0777', 'BNA0778'} |  | 1
OPSD_DE | {'BNA0975', 'BNA0974'} |  | 1
OPSD_DE | {'BNA0485', 'BNA0486'} |  | 1
OPSD_DE | {'BNA0434', 'BNA0433', 'BNA0432'} |  | 1
OPSD_DE | {'BNA0378', 'BNA0379'} |  | 1
OPSD_DE | {'BNA0994', 'BNA0995'} |  | 1
OPSD_DE | {'BNA0786', 'BNA0790', 'BNA0785', 'BNA0788', 'BNA0789', 'BNA0787'} |  | 1
OPSD_DE | {'BNA0518b', 'BNA0518a'} |  | 1
OPSD_DE | {'BNA0548a', 'BNA0548b'} |  | 1
OPSD_DE | {'BNA0116', 'BNA0115'} |  | 1
OPSD_DE | {'BNA0086', 'BNA0082', 'BNA0087'} |  | 1
OPSD_DE | {'BNA0697', 'BNA0696', 'BNA0698', 'BNA0700', 'BNA0699'} |  | 1
OPSD_DE | {'BNA0626', 'BNA0627'} |  | 1
OPSD_DE | {'BNA1039', 'BNA1046b', 'BNA1040', 'BNA1042', 'BNA1045'} |  | 1
OPSD_DE | {'BNA0019', 'BNA0020'} |  | 1
OPSD_DE | {'BNA1006', 'BNA1005'} |  | 1
OPSD_DE | {'BNA0123', 'BNA1404', 'BNA0124', 'BNA0122'} |  | 1
OPSD_DE | {'BNA0646b', 'BNA0644', 'BNA0645', 'BNA0646a'} |  | 1
OPSD_DE | {'BNA0602', 'BNA0606', 'BNA0603', 'BNA0604', 'BNA0605'} |  | 1
OPSD_DE | {'BNA0744', 'BNA0745'} |  | 1
OPSD_DE | {'BNA0313', 'BNA0314'} |  | 1
OPSD_DE | {'BNA0216b', 'BNA0216a'} |  | 1
OPSD_DE | {'BNA0404', 'BNA0403'} |  | 1
OPSD_DE | {'BNA1027', 'BNA1026', 'BNA1025', 'BNA1028'} |  | 1
OPSD_DE | {'BNA1674', 'BNA1061'} |  | 1
OPSD_DE | {'BNA0879', 'BNA0878'} |  | 1
OPSD_DE | {'BNA0332', 'BNA0331'} |  | 1
OPSD_DE | {'BNA0915', 'BNA0914'} |  | 1
OPSD_DE | {'BNA0983', 'BNA0986', 'BNA0985', 'BNA0987', 'BNA0982', 'BNA1675', 'BNA0984', 'BNA0980', 'BNA0979', 'BNA0981', 'BNA0978'} |  | 1
OPSD_DE | {'BNA0467', 'BNA0465'} |  | 1
OPSD_DE | {'BNA0546', 'BNA1182'} |  | 1
OPSD_DE | {'BNA0172b', 'BNA0172a'} |  | 1
OPSD_DE | {'BNA0421', 'BNA0420'} |  | 1
OPSD_DE | {'BNA0684a', 'BNA0683a', 'BNA0683c', 'BNA0683b', 'BNA0684b', 'BNA0684c'} |  | 1
OPSD_DE | {'BNA0894c', 'BNA0894e', 'BNA0894a', 'BNA0894d', 'BNA0894b'} |  | 1
OPSD_DE | {'BNA0743', 'BNA0742'} |  | 1
OPSD_DE | {'BNA0046', 'BNA0045'} |  | 1
OPSD_DE | {'BNA0279', 'BNA0278'} |  | 1
OPSD_DE | {'BNA0972', 'BNA0973'} |  | 1
OPSD_DE | {'BNA0567b', 'BNA0567a'} |  | 1
OPSD_DE | {'BNA1673', 'BNA1558'} |  | 1
OPSD_DE | {'BNA1818', 'BNA0545'} |  | 1
OPSD_DE | {'BNA0256b', 'BNA0256a'} |  | 1
OPSD_DE | {'BNA0232a', 'BNA0232b'} |  | 1
OPSD_DE | {'BNA1086', 'BNA1085', 'BNA1088', 'BNA1087'} |  | 1
OPSD_DE | {'BNA0272', 'BNA0271', 'BNA0270'} |  | 1
OPSD_DE | {'BNA0177', 'BNA0179'} |  | 1
OPSD_DE | {'BNA0392a', 'BNA0392b'} |  | 1
OPSD_DE | {'BNA0430', 'BNA0428', 'BNA0427', 'BNA0429'} |  | 1
OPSD_DE | {'BNA0779', 'BNA1910'} |  | 1
OPSD_DE | {'BNA0953', 'BNA0946c', 'BNA0946a', 'BNA0946b'} |  | 1
OPSD_DE | {'BNA0395', 'BNA0396', 'BNA0397'} |  | 1
OPSD_DE | {'BNA0219', 'BNA0218', 'BNA0217'} |  | 1
OPSD_DE | {'BNA1868', 'BNA0286'} |  | 1
OPSD_DE | {'BNA1861', 'BNA1862'} |  | 1
OPSD_DE | {'BNA0648', 'BNA0647', 'BNA0649'} |  | 1
OPSD_DE | {'BNA0755a', 'BNA0755b'} |  | 1
OPSD_DE | {'BNA0590', 'BNA0591'} |  | 1
OPSD_DE | {'BNA0739', 'BNA0738', 'BNA0740', 'BNA0734', 'BNA0741'} |  | 1
OPSD_DE | {'BNA1248a', 'BNA1248b'} |  | 1
OPSD_DE | {'BNA0939b', 'BNA0938', 'BNA0937'} |  | 1
OPSD_DE | {'BNA0017', 'BNA0016', 'BNA0018', 'BNA0015'} |  | 1
OPSD_DE | {'BNA1405b', 'BNA1405c'} |  | 1
OPSD_DE | {'BNA1337b', 'BNA1337c'} |  | 1
OPSD_DE | {'BNA1401b', 'BNA1401a'} |  | 1
OPSD_DE | {'BNA1678', 'BNA1327b', 'BNA1327a'} |  | 1
OPSD_DE | {'BNA1120', 'BNA1121'} |  | 1
OPSD_DE | {'BNA0261c', 'BNA0261a'} |  | 1
OPSD_DE | {'BNA0843', 'BNA0842a', 'BNA0842b'} |  | 1
OPSD_DE | {'BNA1523a', 'BNA1523b'} |  | 1
OPSD_DE | {'BNA0751', 'BNA0750'} |  | 1
OPSD_DE | {'BNA0804a', 'BNA0804b'} |  | 1
OPSD_DE | {'BNA0595', 'BNA0594', 'BNA0593'} |  | 1
OPSD_DE | {'BNA0598b', 'BNA0597'} |  | 1
OPSD_DE | {'BNA0556b', 'BNA0556a'} |  | 1
OPSD_DE | {'BNA0641c', 'BNA0641b', 'BNA0641a', 'BNA0640'} |  | 1
OPSD_DE | {'BNA0287b', 'BNA0287a'} |  | 1
OPSD_DE | {'BNA0622', 'BNA0623'} |  | 1
OPSD_DE | {'BNA0517', 'BNA0516'} |  | 1
OPSD_DE | {'BNA0614b', 'BNA0614a'} |  | 1
OPSD_DE | {'BNA0136', 'BNA0135'} |  | 1
OPSD_DE | {'BNA1186a', 'BNA1186b', 'BNA1186d', 'BNA1186c', 'BNA1186e'} |  | 1
OPSD_DE | {'BNA0969c', 'BNA0969a'} |  | 1
OPSD_DE | {'BNA1333a', 'BNA1333b', 'BNA1333c'} |  | 1
OPSD_DE | {'BNA1335b', 'BNA1335a'} |  | 1
OPSD_DE | {'BNA0936', 'BNA0935'} |  | 1
OPSD_DE | {'BNA1155', 'BNA1154'} |  | 1
OPSD_DE | {'BNA0865b', 'BNA0863', 'BNA0864'} |  | 1
OPSD_DE | {'BNA0098', 'BNA0101'} |  | 1
OPSD_DE | {'BNA1465d', 'BNA0411', 'BNA0410'} |  | 1
OPSD_DE | {'BNA1449a', 'BNA1449b'} |  | 1
OPSD_DE | {'BNA1015', 'BNA1016'} |  | 1
OPSD_DE | {'BNA1023', 'BNA1024'} |  | 1
OPSD_DE | {'BNA0289b', 'BNA0290'} |  | 1
GEO | {'GEO42466', 'GEO42472'} |  | 1
GEO | {'GEO45157', 'GEO39715'} |  | 1
GEO | {'GEO45432', 'GEO45433'} |  | 1
GEO | {'GEO40612', 'GEO40613'} |  | 1
GEO | {'GEO45030', 'GEO44329'} |  | 1
GEO | {'GEO40598', 'GEO40599'} |  | 1
GEO | {'GEO40601', 'GEO40602'} |  | 1
GEO | {'GEO45927', 'GEO39796'} |  | 1
GEO | {'GEO44355', 'GEO44356'} |  | 1
GEO | {'GEO39746', 'GEO2638'} |  | 1
GEO | {'GEO39814', 'GEO45155'} |  | 1
GEO | {'GEO39783', 'GEO44379'} |  | 1
GEO | {'GEO39749', 'GEO2402'} |  | 1
GEO | {'GEO45210', 'GEO45211'} |  | 1
GEO | {'GEO45206', 'GEO45207'} |  | 1
GEO | {'GEO44467', 'GEO44335'} |  | 1
GEO | {'GEO44483', 'GEO44305', 'GEO44306'} |  | 1
GEO | {'GEO3848', 'GEO3849'} |  | 1
GEO | {'GEO44314', 'GEO44472'} |  | 1
GEO | {'GEO44210', 'GEO44209'} |  | 1
GEO | {'GEO44514', 'GEO44515'} |  | 1
GEO | {'GEO43788', 'GEO43789'} |  | 1
GEO | {'GEO43841', 'GEO43818', 'GEO43770'} |  | 1
GEO | {'GEO40631', 'GEO40629'} |  | 1
GEO | {'GEO44499', 'GEO44500'} |  | 1
GEO | {'GEO43784', 'GEO43783'} |  | 1
GEO | {'GEO44533', 'GEO2694'} |  | 1
GEO | {'GEO42774', 'GEO42777', 'GEO42775'} |  | 1
GEO | {'GEO44481', 'GEO44475'} |  | 1
GEO | {'GEO42361', 'GEO42360'} |  | 1
GEO | {'GEO44872', 'GEO44870'} |  | 1
GEO | {'GEO45438', 'GEO45439'} |  | 1
GEO | {'GEO45446', 'GEO45447'} |  | 1
GEO | {'GEO45440', 'GEO45443', 'GEO45444'} |  | 1
GEO | {'GEO44869', 'GEO44868'} |  | 1
GEO | {'GEO42771', 'GEO42770'} |  | 1
GEO | {'GEO43942', 'GEO43924'} |  | 1
GEO | {'GEO42200', 'GEO42201'} |  | 1
GEO | {'GEO42115', 'GEO42114', 'GEO42116'} |  | 1
GEO | {'GEO43762', 'GEO43764'} |  | 1
GEO | {'GEO5425', 'GEO5424'} |  | 1
GEO | {'GEO45154', 'GEO39797'} |  | 1
GEO | {'GEO45532', 'GEO45199'} |  | 1
GEO | {'GEO2154', 'GEO39745'} |  | 1
GEO | {'GEO45051', 'GEO45533'} |  | 1
GEO | {'GEO43945', 'GEO2233', 'GEO43949'} |  | 1
GEO | {'GEO41986', 'GEO45078'} |  | 1
GEO | {'GEO39895', 'GEO39901'} |  | 1
GEO | {'GEO43699', 'GEO43988'} |  | 1
GEO | {'GEO39831', 'GEO39830'} |  | 1
GEO | {'GEO39942', 'GEO39943'} |  | 1
GPD | {'WRI1019048', 'WRI1061543'} |  | 1
GPD | {'GBR2000657', 'GBR0000403'} |  | 1
GPD | {'WRI1019050', 'WRI1019039'} |  | 1
GPD | {'WRI1061531', 'WRI1019045'} |  | 1
GPD | {'WRI1019040', 'WRI1019032'} |  | 1
GPD | {'WRI1019038', 'WRI1019066'} |  | 1
GPD | {'WRI1003178', 'WRI1003179'} |  | 1
GPD | {'WRI1006587', 'WRI1006586'} |  | 1
GPD | {'WRI1019159', 'WRI1019158'} |  | 1
GPD | {'WRI1003339', 'WRI1003007'} |  | 1
GPD | {'WRI1019180', 'WRI1019202'} |  | 1
GPD | {'WRI1023631', 'WRI1006357'} |  | 1
GPD | {'WRI1022406', 'WRI1022408', 'WRI1022407'} |  | 1
GPD | {'GBR0003981', 'GBR0003489'} |  | 1
GPD | {'WRI1019406', 'WRI1019407'} |  | 1
GPD | {'WRI1022787', 'WRI1022581'} |  | 1
GPD | {'WRI1003446', 'WRI1003447'} |  | 1
GPD | {'WRI1021667', 'WRI1021665', 'WRI1021669'} |  | 1
GPD | {'WRI1021724', 'WRI1021723'} |  | 1
GPD | {'WRI1021762', 'WRI1021664'} |  | 1
GPD | {'WRI1021668', 'WRI1021454'} |  | 1
GPD | {'WRI1021701', 'WRI1021456'} |  | 1
GPD | {'WRI1021703', 'WRI1021704'} |  | 1
GPD | {'WRI1021583', 'WRI1021523'} |  | 1
GPD | {'WRI1026430', 'WRI1021333'} |  | 1
GPD | {'GBR0000730', 'GBR0000574'} |  | 1
GPD | {'GBR0001622', 'GBR0002160'} |  | 1
GPD | {'GBR0004054', 'GBR0003245'} |  | 1
GPD | {'GBR0004504', 'GBR0003122'} |  | 1
GPD | {'GBR0003741', 'GBR0003129'} |  | 1
GPD | {'GBR0003951', 'GBR0003534'} |  | 1
GPD | {'GBR0002708', 'GBR0002922'} |  | 1
GPD | {'GBR0004688', 'GBR0003130'} |  | 1
GPD | {'GBR0004925', 'GBR0000925', 'GBR0004926'} |  | 1
GPD | {'GBR0003308', 'GBR0003120'} |  | 1
GPD | {'GBR0000610', 'GBR0000732'} |  | 1
GPD | {'GBR0003607', 'GBR0003479'} |  | 1
GPD | {'GBR0003103', 'GBR0003852'} |  | 1
GPD | {'GBR0002921', 'GBR0002747'} |  | 1
GPD | {'WRI1029503', 'WRI1029495'} |  | 1
GPD | {'WRI1022724', 'WRI1022682'} |  | 1
GPD | {'GBR0002565', 'GBR0002564', 'GBR0003277'} |  | 1
GPD | {'WRI1023320', 'WRI1023321'} |  | 1
GPD | {'WRI1023450', 'WRI1023449'} |  | 1
GPD | {'GBR0002566', 'GBR0002576'} |  | 1
GPD | {'WRI1022617', 'WRI1022618'} |  | 1
GPD | {'WRI1022509', 'WRI1022502'} |  | 1
GPD | {'WRI1023347', 'WRI1023346'} |  | 1
GPD | {'GBR0001595', 'GBR0003578'} |  | 1
GPD | {'WRI1023350', 'WRI1023351'} |  | 1
GPD | {'GBR0003132', 'GBR0003765'} |  | 1
GPD | {'GBR0003570', 'GBR0003579'} |  | 1
GPD | {'GBR0003117', 'GBR0004668'} |  | 1
GPD | {'GBR0000774', 'GBR0000664'} |  | 1
GPD | {'GBR0000547', 'GBR0000549'} |  | 1
GPD | {'GBR0000514', 'GBR0000510'} |  | 1
GPD | {'GBR0002715', 'GBR0003157'} |  | 1
GPD | {'WRI1023466', 'WRI1023279'} |  | 1
GPD | {'GBR0004332', 'GBR0004526'} |  | 1
GPD | {'GBR0003575', 'GBR0003244'} |  | 1
GPD | {'WRI1023468', 'WRI1023467', 'WRI1023469'} |  | 1
GPD | {'GBR0003408', 'GBR0003307'} |  | 1
GPD | {'GBR0004672', 'GBR0005277', 'GBR0004210'} |  | 1
GPD | {'WRI1023309', 'WRI1023308'} |  | 1
GPD | {'GBR0003299', 'GBR2000199'} |  | 1
GPD | {'GBR0003135', 'GBR0003668'} |  | 1
GPD | {'GBR0005755', 'GBR0000130', 'GBR0004970'} |  | 1
GPD | {'GBR0003097', 'GBR0003168'} |  | 1
GPD | {'GBR0004663', 'GBR0003659'} |  | 1
GPD | {'WRI1023459', 'WRI1023458'} |  | 1
GPD | {'GBR0000597', 'GBR0000790'} |  | 1
GPD | {'GBR0004686', 'GBR0003828'} |  | 1
GPD | {'GBR0000669', 'GBR0000512'} |  | 1
GPD | {'GBR0003118', 'GBR0002927'} |  | 1
GPD | {'WRI1021760', 'WRI1021759'} |  | 1
GPD | {'WRI1023396', 'WRI1023395'} |  | 1
GPD | {'GBR0000737', 'GBR0000739'} |  | 1
GPD | {'WRI1030361', 'WRI1030362'} |  | 1
GPD | {'GBR0004414', 'GBR0003155'} |  | 1
GPD | {'GBR0002952', 'GBR0002953'} |  | 1
GPD | {'GBR0002950', 'GBR0002636'} |  | 1
GPD | {'WRI1023408', 'WRI1023409'} |  | 1
GPD | {'WRI1023389', 'WRI1023388'} |  | 1
GPD | {'GBR0003290', 'GBR0003466'} |  | 1
GPD | {'GBR0003092', 'GBR0003985'} |  | 1
GPD | {'WRI1029612', 'WRI1029601'} |  | 1
GPD | {'GBR0002492', 'GBR0002504'} |  | 1
GPD | {'GBR0000410', 'GBR0000391'} |  | 1
GPD | {'GBR0003614', 'GBR0002626'} |  | 1
GPD | {'GBR0003359', 'GBR0003491', 'GBR0002613'} |  | 1
GPD | {'GBR0002488', 'GBR0002489', 'GBR0002490'} |  | 1
GPD | {'GBR0003593', 'GBR0003301', 'GBR0003220'} |  | 1
GPD | {'GBR0003110', 'GBR0003496'} |  | 1
GPD | {'GBR0004177', 'GBR0002617'} |  | 1
GPD | {'WRI1023368', 'WRI1023369'} |  | 1
GPD | {'WRI1023367', 'WRI1023366'} |  | 1
GPD | {'WRI1029664', 'WRI1029471', 'WRI1029663'} |  | 1
GPD | {'GBR0003566', 'GBR0003568'} |  | 1
GPD | {'WRI1022704', 'WRI1022575'} |  | 1

## project_links
projectID(s) | Name | link | extract
| long hill | http://www.renewables-map.co.uk/deccpop.asp?deccrefid=3101
long park
CARMA7650 |  |  | 1Configurazione d’impianto attuale CEF FerraraLa Centrale di Centro Energia Ferrara s.r.l.. (in seguito CEF), sorge nell‟area industriale delpetrolchimico di Ferrara, un‟area di sviluppo costruita all‟inizio degli anni ‟40, precedentementeoccupata da terreno agricolo.

## place_types
label | table | sub_group | top_group | black_list | white_list | google_search_collection
establishment | 2 |  | place_type
landmark | 2 |  | place_type
natural_feature | 2 |  | place_type
tourist_attraction | 1 |  | place_type |  | 1
point_of_interest | 2 |  | place_type
town_square | 2 |  | place_type
geocode | 2 |  | top
address |  |  | top
political | 2 |  | top
accounting | 1 | urb | establishment | 1
airport | 1 | public | establishment
amusement_park | 1 | public | establishment | 1
aquarium | 1 | public | establishment | 1
art_gallery | 1 | public | establishment
atm | 1 | retail | establishment | 1
bakery | 1 | retail | establishment | 1
bank | 1 | retail | establishment | 1
bar | 1 | retail | establishment | 1
beauty_salon | 1 | retail | establishment | 1
bicycle_store | 1 | retail | establishment | 1
book_store | 1 | retail | establishment | 1
bowling_alley | 1 | retail | establishment | 1
bus_station | 1 | public | establishment
cafe | 1 | retail | establishment | 1
campground | 1 | retail | establishment | 1
car_dealer | 1 | retail | establishment | 1
car_rental | 1 | retail | establishment | 1
car_repair | 1 | retail | establishment | 1
car_wash | 1 | retail | establishment | 1
casino | 1 | urb | establishment | 1
cemetery | 1 | public | establishment | 1
church | 1 | worship | establishment | 1
city_hall | 1 | public | establishment | 1
clothing_store | 1 | retail | establishment | 1
convenience_store | 1 | retail | establishment | 1
courthouse | 1 | public | establishment | 1
dentist | 1 | retail | establishment | 1
department_store | 1 | retail | establishment | 1
doctor | 1 | retail | establishment | 1
drugstore | 1 | retail | establishment | 1
electrician | 1 | urb | establishment | 1
electronics_store | 1 | retail | establishment | 1
embassy | 1 | public | establishment | 1
fire_station | 1 | public | establishment | 1
florist | 1 | retail | establishment | 1
funeral_home | 1 | urb | establishment | 1
furniture_store | 1 | retail | establishment | 1
gas_station | 1 | retail | establishment | 1
gym | 1 | retail | establishment | 1
hair_care | 1 | retail | establishment | 1
hardware_store | 1 | retail | establishment | 1
hindu_temple | 1 | worship | establishment | 1
home_goods_store | 1 | retail | establishment | 1
hospital | 1 | public | establishment | 1
insurance_agency | 1 | retail | establishment | 1
jewelry_store | 1 | retail | establishment | 1
laundry | 1 | retail | establishment | 1
lawyer | 1 | urb | establishment | 1
library | 1 | public | establishment | 1
light_rail_station | 1 | public | establishment
liquor_store | 1 | retail | establishment | 1
local_government_office | 1 | public | establishment | 1
locksmith | 1 | retail | establishment | 1
lodging | 1 | retail | establishment | 1
meal_delivery | 1 | retail | establishment | 1
meal_takeaway | 1 | retail | establishment | 1
mosque | 1 | worship | establishment | 1
movie_rental | 1 | retail | establishment | 1
movie_theater | 1 | retail | establishment | 1
moving_company | 1 | urb | establishment | 1
museum | 1 | public | establishment | 1
night_club | 1 | retail | establishment | 1
painter | 1 | urb | establishment | 1
park | 1 | public | establishment | 1
parking | 1 | public | establishment | 1
pet_store | 1 | retail | establishment | 1
pharmacy | 1 | retail | establishment | 1
physiotherapist | 1 | urb | establishment | 1
plumber | 1 | urb | establishment | 1
police | 1 | public | establishment | 1
post_office | 1 | public | establishment
primary_school | 1 | public | establishment | 1
real_estate_agency | 1 | retail | establishment | 1
restaurant | 1 | retail | establishment | 1
roofing_contractor | 1 | urb | establishment | 1
rv_park | 1 | urb | establishment | 1
school | 1 | public | establishment | 1
secondary_school | 1 | public | establishment | 1
shoe_store | 1 | retail | establishment | 1
shopping_mall | 1 | retail | establishment | 1
spa | 1 | retail | establishment | 1
stadium | 1 | public | establishment | 1
storage | 1 | urb | establishment | 1
store | 1 | retail | establishment | 1
subway_station | 1 | public | establishment
supermarket | 1 | retail | establishment | 1
synagogue | 1 | worship | establishment | 1
taxi_stand | 1 | retail | establishment | 1
train_station | 1 | public | establishment
transit_station | 1 | public | establishment
travel_agency | 1 | retail | establishment | 1
university | 1 | public | establishment | 1
veterinary_care | 1 | retail | establishment | 1
zoo | 1 | public | establishment | 1
finance | 2 | est_group | establishment | 1
food | 2 | est_group | establishment | 1
general_contractor | 2 | est_group | establishment | 1
health | 2 | est_group | establishment | 1
place_of_worship | 2 | est_group | establishment | 1
locality | 2 | area | political
administrative_area_level_1 | 2 | area | political
administrative_area_level_2 | 2 | area | political
administrative_area_level_3 | 2 | area | political
administrative_area_level_4 | 2 | area | political
administrative_area_level_5 | 2 | area | political
archipelago | 2 | area | political
colloquial_area | 2 | area | political
continent | 2 | area | political
country | 2 | area | political
neighborhood | 2 | area | political
floor | 2 | location | address
intersection | 2 | location | address
plus_code | 2 | location | address
post_box | 2 | location | address
postal_code | 2 | location | address
postal_code_prefix | 2 | location | address
postal_code_suffix | 2 | location | address
postal_town | 2 | location | address
premise | 2 | location | address
subpremise | 2 | location | address
room | 2 | location | address
route | 2 | location | address
street_address | 2 | location | address
street_number | 2 | location | address
sublocality | 2 | area | political
sublocality_level_1 | 2 | area | political
sublocality_level_2 | 2 | area | political
sublocality_level_3 | 2 | area | political
sublocality_level_4 | 2 | area | political
sublocality_level_5 | 2 | area | political
administrative_area_level_3 | 3 | cities | political |  |  | cities
locality | 3 | area | political |  |  | cities
locality | 3 | area | political |  |  | regions
sublocality | 3 | area | political |  |  | regions
postal_code | 3 | area | political |  |  | regions
country | 3 | area | political |  |  | regions
administrative_area_level_1 | 3 | area | political |  |  | regions
administrative_area_level_2 | 3 | area | political |  |  | regions
Note on B1: John: https://developers.google.com/places/supported_types
Note on A2: John: Generally 'establishment' is good/fine for specific hits, as long not of the specific types indicated, e.g. retail, public transport, places of worship, etc.
Note on D5: John: classed as 'establishment' in Google, but an issue as possible actual hits could be 'tourist attractions', e.g. Hoover Dam
Note on E12: John: Sometimes creates reasonable hit on a proximate locale
Note on E15: John: Sometimes creates reasonable hit on a proximate locale
Note on E24: John: Sometimes creates reasonable hit on a proximate locale
Note on E61: John: Sometimes creates reasonable hit on a proximate locale
Note on E82: John: Sometimes creates reasonable hit on a proximate locale
Note on E96: John: Sometimes creates reasonable hit on a proximate locale
Note on E100: John: Sometimes creates reasonable hit on a proximate locale
Note on E101: John: Sometimes creates reasonable hit on a proximate locale

## countries
| alpha_2 | alpha_3 | common_name | name | numeric | official_name | ccTLD
6 | AD | AND |  | Andorra | 20 | Principality of Andorra | ad
7 | AE | ARE |  | United Arab Emirates | 784 |  | ae
1 | AF | AFG |  | Afghanistan | 4 | Islamic Republic of Afghanistan | af
13 | AG | ATG |  | Antigua and Barbuda | 28 |  | ag
3 | AI | AIA |  | Anguilla | 660 |  | ai
5 | AL | ALB |  | Albania | 8 | Republic of Albania | al
9 | AM | ARM |  | Armenia | 51 | Republic of Armenia | am
2 | AO | AGO |  | Angola | 24 | Republic of Angola | ao
11 | AQ | ATA |  | Antarctica | 10 |  | aq
8 | AR | ARG |  | Argentina | 32 | Argentine Republic | ar
10 | AS | ASM |  | American Samoa | 16 |  | as
15 | AT | AUT |  | Austria | 40 | Republic of Austria | at
14 | AU | AUS |  | Australia | 36 |  | au
0 | AW | ABW |  | Aruba | 533 |  | aw
4 | AX | ALA |  | Ã…land Islands | 248 |  | ax
16 | AZ | AZE |  | Azerbaijan | 31 | Republic of Azerbaijan | az
26 | BA | BIH |  | Bosnia and Herzegovina | 70 | Republic of Bosnia and Herzegovina | ba
33 | BB | BRB |  | Barbados | 52 |  | bb
22 | BD | BGD |  | Bangladesh | 50 | People's Republic of Bangladesh | bd
18 | BE | BEL |  | Belgium | 56 | Kingdom of Belgium | be
21 | BF | BFA |  | Burkina Faso | 854 |  | bf
23 | BG | BGR |  | Bulgaria | 100 | Republic of Bulgaria | bg
24 | BH | BHR |  | Bahrain | 48 | Kingdom of Bahrain | bh
17 | BI | BDI |  | Burundi | 108 | Republic of Burundi | bi
19 | BJ | BEN |  | Benin | 204 | Republic of Benin | bj
27 | BL | BLM |  | Saint BarthÃ©lemy | 652 |  | bl
30 | BM | BMU |  | Bermuda | 60 |  | bm
34 | BN | BRN |  | Brunei Darussalam | 96 |  | bn
31 | BO | BOL | Bolivia | Bolivia, Plurinational State of | 68 | Plurinational State of Bolivia | bo
20 | BQ | BES |  | Bonaire, Sint Eustatius and Saba | 535 | Bonaire, Sint Eustatius and Saba | bq
32 | BR | BRA |  | Brazil | 76 | Federative Republic of Brazil | br
25 | BS | BHS |  | Bahamas | 44 | Commonwealth of the Bahamas | bs
35 | BT | BTN |  | Bhutan | 64 | Kingdom of Bhutan | bt
36 | BV | BVT |  | Bouvet Island | 74 |  | bv
37 | BW | BWA |  | Botswana | 72 | Republic of Botswana | bw
28 | BY | BLR |  | Belarus | 112 | Republic of Belarus | by
29 | BZ | BLZ |  | Belize | 84 |  | bz
39 | CA | CAN |  | Canada | 124 |  | ca
40 | CC | CCK |  | Cocos (Keeling) Islands | 166 |  | cc
46 | CD | COD |  | Congo, The Democratic Republic of the | 180 |  | cd
38 | CF | CAF |  | Central African Republic | 140 |  | cf
47 | CG | COG |  | Congo | 178 | Republic of the Congo | cg
41 | CH | CHE |  | Switzerland | 756 | Swiss Confederation | ch
44 | CI | CIV |  | CÃ´te d'Ivoire | 384 | Republic of CÃ´te d'Ivoire | ci
48 | CK | COK |  | Cook Islands | 184 |  | ck
42 | CL | CHL |  | Chile | 152 | Republic of Chile | cl
45 | CM | CMR |  | Cameroon | 120 | Republic of Cameroon | cm
43 | CN | CHN |  | China | 156 | People's Republic of China | cn
49 | CO | COL |  | Colombia | 170 | Republic of Colombia | co
52 | CR | CRI |  | Costa Rica | 188 | Republic of Costa Rica | cr
53 | CU | CUB |  | Cuba | 192 | Republic of Cuba | cu
51 | CV | CPV |  | Cabo Verde | 132 | Republic of Cabo Verde | cv
54 | CW | CUW |  | CuraÃ§ao | 531 | CuraÃ§ao | cw
55 | CX | CXR |  | Christmas Island | 162 |  | cx
57 | CY | CYP |  | Cyprus | 196 | Republic of Cyprus | cy
58 | CZ | CZE |  | Czechia | 203 | Czech Republic | cz
59 | DE | DEU |  | Germany | 276 | Federal Republic of Germany | de
60 | DJ | DJI |  | Djibouti | 262 | Republic of Djibouti | dj
62 | DK | DNK |  | Denmark | 208 | Kingdom of Denmark | dk
61 | DM | DMA |  | Dominica | 212 | Commonwealth of Dominica | dm
63 | DO | DOM |  | Dominican Republic | 214 |  | do
64 | DZ | DZA |  | Algeria | 12 | People's Democratic Republic of Algeria | dz
65 | EC | ECU |  | Ecuador | 218 | Republic of Ecuador | ec
70 | EE | EST |  | Estonia | 233 | Republic of Estonia | ee
66 | EG | EGY |  | Egypt | 818 | Arab Republic of Egypt | eg
68 | EH | ESH |  | Western Sahara | 732 |  | eh
67 | ER | ERI |  | Eritrea | 232 | the State of Eritrea | er
69 | ES | ESP |  | Spain | 724 | Kingdom of Spain | es
71 | ET | ETH |  | Ethiopia | 231 | Federal Democratic Republic of Ethiopia | et
72 | FI | FIN |  | Finland | 246 | Republic of Finland | fi
73 | FJ | FJI |  | Fiji | 242 | Republic of Fiji | fj
74 | FK | FLK |  | Falkland Islands (Malvinas) | 238 |  | fk
77 | FM | FSM |  | Micronesia, Federated States of | 583 | Federated States of Micronesia | fm
76 | FO | FRO |  | Faroe Islands | 234 |  | fo
75 | FR | FRA |  | France | 250 | French Republic | fr
78 | GA | GAB |  | Gabon | 266 | Gabonese Republic | ga
79 | GB | GBR |  | United Kingdom | 826 | United Kingdom of Great Britain and Northern Ireland | uk
90 | GD | GRD |  | Grenada | 308 |  | gd
80 | GE | GEO |  | Georgia | 268 |  | ge
93 | GF | GUF |  | French Guiana | 254 |  | gf
81 | GG | GGY |  | Guernsey | 831 |  | gg
82 | GH | GHA |  | Ghana | 288 | Republic of Ghana | gh
83 | GI | GIB |  | Gibraltar | 292 |  | gi
91 | GL | GRL |  | Greenland | 304 |  | gl
86 | GM | GMB |  | Gambia | 270 | Islamic Republic of the Gambia | gm
84 | GN | GIN |  | Guinea | 324 | Republic of Guinea | gn
85 | GP | GLP |  | Guadeloupe | 312 |  | gp
88 | GQ | GNQ |  | Equatorial Guinea | 226 | Republic of Equatorial Guinea | gq
89 | GR | GRC |  | Greece | 300 | Hellenic Republic | gr
195 | GS | SGS |  | South Georgia and the South Sandwich Islands | 239 |  | gs
92 | GT | GTM |  | Guatemala | 320 | Republic of Guatemala | gt
94 | GU | GUM |  | Guam | 316 |  | gu
87 | GW | GNB |  | Guinea-Bissau | 624 | Republic of Guinea-Bissau | gw
95 | GY | GUY |  | Guyana | 328 | Republic of Guyana | gy
96 | HK | HKG |  | Hong Kong | 344 | Hong Kong Special Administrative Region of China | hk
97 | HM | HMD |  | Heard Island and McDonald Islands | 334 |  | hm
98 | HN | HND |  | Honduras | 340 | Republic of Honduras | hn
99 | HR | HRV |  | Croatia | 191 | Republic of Croatia | hr
100 | HT | HTI |  | Haiti | 332 | Republic of Haiti | ht
101 | HU | HUN |  | Hungary | 348 | Hungary | hu
102 | ID | IDN |  | Indonesia | 360 | Republic of Indonesia | id
106 | IE | IRL |  | Ireland | 372 |  | ie
110 | IL | ISR |  | Israel | 376 | State of Israel | il
103 | IM | IMN |  | Isle of Man | 833 |  | im
104 | IN | IND |  | India | 356 | Republic of India | in
105 | IO | IOT |  | British Indian Ocean Territory | 86 |  | io
108 | IQ | IRQ |  | Iraq | 368 | Republic of Iraq | iq
107 | IR | IRN |  | Iran, Islamic Republic of | 364 | Islamic Republic of Iran | ir
109 | IS | ISL |  | Iceland | 352 | Republic of Iceland | is
111 | IT | ITA |  | Italy | 380 | Italian Republic | it
113 | JE | JEY |  | Jersey | 832 |  | je
112 | JM | JAM |  | Jamaica | 388 |  | jm
114 | JO | JOR |  | Jordan | 400 | Hashemite Kingdom of Jordan | jo
115 | JP | JPN |  | Japan | 392 |  | jp
117 | KE | KEN |  | Kenya | 404 | Republic of Kenya | ke
118 | KG | KGZ |  | Kyrgyzstan | 417 | Kyrgyz Republic | kg
119 | KH | KHM |  | Cambodia | 116 | Kingdom of Cambodia | kh
120 | KI | KIR |  | Kiribati | 296 | Republic of Kiribati | ki
50 | KM | COM |  | Comoros | 174 | Union of the Comoros | km
121 | KN | KNA |  | Saint Kitts and Nevis | 659 |  | kn
181 | KP | PRK |  | Korea, Democratic People's Republic of | 408 | Democratic People's Republic of Korea | kp
122 | KR | KOR |  | Korea, Republic of | 410 |  | kr
123 | KW | KWT |  | Kuwait | 414 | State of Kuwait | kw
56 | KY | CYM |  | Cayman Islands | 136 |  | ky
116 | KZ | KAZ |  | Kazakhstan | 398 | Republic of Kazakhstan | kz
124 | LA | LAO |  | Lao People's Democratic Republic | 418 |  | la
125 | LB | LBN |  | Lebanon | 422 | Lebanese Republic | lb
128 | LC | LCA |  | Saint Lucia | 662 |  | lc
129 | LI | LIE |  | Liechtenstein | 438 | Principality of Liechtenstein | li
130 | LK | LKA |  | Sri Lanka | 144 | Democratic Socialist Republic of Sri Lanka | lk
126 | LR | LBR |  | Liberia | 430 | Republic of Liberia | lr
131 | LS | LSO |  | Lesotho | 426 | Kingdom of Lesotho | ls
132 | LT | LTU |  | Lithuania | 440 | Republic of Lithuania | lt
133 | LU | LUX |  | Luxembourg | 442 | Grand Duchy of Luxembourg | lu
134 | LV | LVA |  | Latvia | 428 | Republic of Latvia | lv
127 | LY | LBY |  | Libya | 434 | Libya | ly
137 | MA | MAR |  | Morocco | 504 | Kingdom of Morocco | ma
138 | MC | MCO |  | Monaco | 492 | Principality of Monaco | mc
139 | MD | MDA | Moldova | Moldova, Republic of | 498 | Republic of Moldova | md
148 | ME | MNE |  | Montenegro | 499 | Montenegro | me
136 | MF | MAF |  | Saint Martin (French part) | 663 |  | mf
140 | MG | MDG |  | Madagascar | 450 | Republic of Madagascar | mg
143 | MH | MHL |  | Marshall Islands | 584 | Republic of the Marshall Islands | mh
144 | MK | MKD |  | Macedonia, Republic of | 807 | The Former Yugoslav Republic of Macedonia | mk
145 | ML | MLI |  | Mali | 466 | Republic of Mali | ml
147 | MM | MMR |  | Myanmar | 104 | Republic of Myanmar | mm
149 | MN | MNG |  | Mongolia | 496 |  | mn
135 | MO | MAC |  | Macao | 446 | Macao Special Administrative Region of China | mo
150 | MP | MNP |  | Northern Mariana Islands | 580 | Commonwealth of the Northern Mariana Islands | mp
154 | MQ | MTQ |  | Martinique | 474 |  | mq
152 | MR | MRT |  | Mauritania | 478 | Islamic Republic of Mauritania | mr
153 | MS | MSR |  | Montserrat | 500 |  | ms
146 | MT | MLT |  | Malta | 470 | Republic of Malta | mt
155 | MU | MUS |  | Mauritius | 480 | Republic of Mauritius | mu
141 | MV | MDV |  | Maldives | 462 | Republic of Maldives | mv
156 | MW | MWI |  | Malawi | 454 | Republic of Malawi | mw
142 | MX | MEX |  | Mexico | 484 | United Mexican States | mx
157 | MY | MYS |  | Malaysia | 458 |  | my
151 | MZ | MOZ |  | Mozambique | 508 | Republic of Mozambique | mz
159 | NA | NAM |  | Namibia | 516 | Republic of Namibia | na
160 | NC | NCL |  | New Caledonia | 540 |  | nc
161 | NE | NER |  | Niger | 562 | Republic of the Niger | ne
162 | NF | NFK |  | Norfolk Island | 574 |  | nf
163 | NG | NGA |  | Nigeria | 566 | Federal Republic of Nigeria | ng
164 | NI | NIC |  | Nicaragua | 558 | Republic of Nicaragua | ni
166 | NL | NLD |  | Netherlands | 528 | Kingdom of the Netherlands | nl
167 | NO | NOR |  | Norway | 578 | Kingdom of Norway | no
168 | NP | NPL |  | Nepal | 524 | Federal Democratic Republic of Nepal | np
169 | NR | NRU |  | Nauru | 520 | Republic of Nauru | nr
165 | NU | NIU |  | Niue | 570 | Niue | nu
170 | NZ | NZL |  | New Zealand | 554 |  | nz
171 | OM | OMN |  | Oman | 512 | Sultanate of Oman | om
173 | PA | PAN |  | Panama | 591 | Republic of Panama | pa
175 | PE | PER |  | Peru | 604 | Republic of Peru | pe
185 | PF | PYF |  | French Polynesia | 258 |  | pf
178 | PG | PNG |  | Papua New Guinea | 598 | Independent State of Papua New Guinea | pg
176 | PH | PHL |  | Philippines | 608 | Republic of the Philippines | ph
172 | PK | PAK |  | Pakistan | 586 | Islamic Republic of Pakistan | pk
179 | PL | POL |  | Poland | 616 | Republic of Poland | pl
203 | PM | SPM |  | Saint Pierre and Miquelon | 666 |  | pm
174 | PN | PCN |  | Pitcairn | 612 |  | pn
180 | PR | PRI |  | Puerto Rico | 630 |  | pr
184 | PS | PSE |  | Palestine, State of | 275 | the State of Palestine | ps
182 | PT | PRT |  | Portugal | 620 | Portuguese Republic | pt
177 | PW | PLW |  | Palau | 585 | Republic of Palau | pw
183 | PY | PRY |  | Paraguay | 600 | Republic of Paraguay | py
186 | QA | QAT |  | Qatar | 634 | State of Qatar | qa
187 | RE | REU |  | RÃ©union | 638 |  | re
188 | RO | ROU |  | Romania | 642 |  | ro
204 | RS | SRB |  | Serbia | 688 | Republic of Serbia | rs
189 | RU | RUS |  | Russian Federation | 643 |  | ru
190 | RW | RWA |  | Rwanda | 646 | Rwandese Republic | rw
191 | SA | SAU |  | Saudi Arabia | 682 | Kingdom of Saudi Arabia | sa
198 | SB | SLB |  | Solomon Islands | 90 |  | sb
213 | SC | SYC |  | Seychelles | 690 | Republic of Seychelles | sc
192 | SD | SDN |  | Sudan | 729 | Republic of the Sudan | sd
210 | SE | SWE |  | Sweden | 752 | Kingdom of Sweden | se
194 | SG | SGP |  | Singapore | 702 | Republic of Singapore | sg
196 | SH | SHN |  | Saint Helena, Ascension and Tristan da Cunha | 654 |  | sh
209 | SI | SVN |  | Slovenia | 705 | Republic of Slovenia | si
197 | SJ | SJM |  | Svalbard and Jan Mayen | 744 |  | sj
208 | SK | SVK |  | Slovakia | 703 | Slovak Republic | sk
199 | SL | SLE |  | Sierra Leone | 694 | Republic of Sierra Leone | sl
201 | SM | SMR |  | San Marino | 674 | Republic of San Marino | sm
193 | SN | SEN |  | Senegal | 686 | Republic of Senegal | sn
202 | SO | SOM |  | Somalia | 706 | Federal Republic of Somalia | so
207 | SR | SUR |  | Suriname | 740 | Republic of Suriname | sr
205 | SS | SSD |  | South Sudan | 728 | Republic of South Sudan | ss
206 | ST | STP |  | Sao Tome and Principe | 678 | Democratic Republic of Sao Tome and Principe | st
200 | SV | SLV |  | El Salvador | 222 | Republic of El Salvador | sv
212 | SX | SXM |  | Sint Maarten (Dutch part) | 534 | Sint Maarten (Dutch part) | sx
214 | SY | SYR |  | Syrian Arab Republic | 760 |  | sy
211 | SZ | SWZ |  | Swaziland | 748 | Kingdom of Swaziland | sz
215 | TC | TCA |  | Turks and Caicos Islands | 796 |  | tc
216 | TD | TCD |  | Chad | 148 | Republic of Chad | td
12 | TF | ATF |  | French Southern Territories | 260 |  | tf
217 | TG | TGO |  | Togo | 768 | Togolese Republic | tg
218 | TH | THA |  | Thailand | 764 | Kingdom of Thailand | th
219 | TJ | TJK |  | Tajikistan | 762 | Republic of Tajikistan | tj
220 | TK | TKL |  | Tokelau | 772 |  | tk
222 | TL | TLS |  | Timor-Leste | 626 | Democratic Republic of Timor-Leste | tl
221 | TM | TKM |  | Turkmenistan | 795 |  | tm
225 | TN | TUN |  | Tunisia | 788 | Republic of Tunisia | tn
223 | TO | TON |  | Tonga | 776 | Kingdom of Tonga | to
226 | TR | TUR |  | Turkey | 792 | Republic of Turkey | tr
224 | TT | TTO |  | Trinidad and Tobago | 780 | Republic of Trinidad and Tobago | tt
227 | TV | TUV |  | Tuvalu | 798 |  | tv
228 | TW | TWN | Taiwan | Taiwan, Province of China | 158 | Taiwan, Province of China | tw
229 | TZ | TZA | Tanzania | Tanzania, United Republic of | 834 | United Republic of Tanzania | tz
231 | UA | UKR |  | Ukraine | 804 |  | ua
230 | UG | UGA |  | Uganda | 800 | Republic of Uganda | ug
232 | UM | UMI |  | United States Minor Outlying Islands | 581 |  | um
234 | US | USA |  | United States | 840 | United States of America | us
233 | UY | URY |  | Uruguay | 858 | Eastern Republic of Uruguay | uy
235 | UZ | UZB |  | Uzbekistan | 860 | Republic of Uzbekistan | uz
236 | VA | VAT |  | Holy See (Vatican City State) | 336 |  | va
237 | VC | VCT |  | Saint Vincent and the Grenadines | 670 |  | vc
238 | VE | VEN | Venezuela | Venezuela, Bolivarian Republic of | 862 | Bolivarian Republic of Venezuela | ve
239 | VG | VGB |  | Virgin Islands, British | 92 | British Virgin Islands | vg
240 | VI | VIR |  | Virgin Islands, U.S. | 850 | Virgin Islands of the United States | vi
241 | VN | VNM | Vietnam | Viet Nam | 704 | Socialist Republic of Viet Nam | vn
242 | VU | VUT |  | Vanuatu | 548 | Republic of Vanuatu | vu
243 | WF | WLF |  | Wallis and Futuna | 876 |  | wf
244 | WS | WSM |  | Samoa | 882 | Independent State of Samoa | ws
245 | YE | YEM |  | Yemen | 887 | Republic of Yemen | ye
158 | YT | MYT |  | Mayotte | 175 |  | yt
246 | ZA | ZAF |  | South Africa | 710 | Republic of South Africa | za
247 | ZM | ZMB |  | Zambia | 894 | Republic of Zambia | zm
248 | ZW | ZWE |  | Zimbabwe | 716 | Republic of Zimbabwe | zw

## datasets
ds_code | active | reliability | gross_capacity | full_name | fn_core | file_type | open | access_mode | URL | access_comment | available_data_comment | access_url | alt_url
BNETZA |  | 3 |  | Bundesnetzagentur | Kraftwerksliste_2017_2 | xlsx | 1 | dload |  |  |  | https://www.bundesnetzagentur.de/SharedDocs/Downloads/DE/Sachgebiete/Energie/Unternehmen_Institutionen/Versorgungssicherheit/Erzeugungskapazitaeten/Kraftwerksliste/Kraftwerksliste_2019_1.xlsx;jsessionid=17E419F28D025C7DD9FC6E2BEB3D088F?__blob=publicationFile&v=2
CARMA |  | 1 | TRUE | Carbon Monitoring for Action | Full_CARMA_2009_Dataset_1 | csv | 1 | dload |  |  |  | https://vfs.fias.science/f/e1d9d9d587/?raw=1
ENTSOE |  | 4 |  | European Network of Transmission System Operators for Electricity | entsoe_powerplants | csv | 1 | api |  | The power plant dataset on the ENTSO-E transparency website is downloaded using the ENTSO-E Transparency API. | Annually provides statistics about aggregated power plant capacities. Their data can be used as a validation reference. We further use their annual energy generation report from 2010 as an input for the hydro power plant classification. | https://vfs.fias.science/f/ebbdf6ba8c/?raw=1
ESE |  | 6 |  |  | GESDB_Projects_11_17_2020 | csv | 1 | dload |  |  |  | http://energystorageexchange.org/data/projects.csv?q=all
GEO |  | 3 | TRUE | Global Energy Observatory | global_energy_observatory_power_plants | csv | 1 | dload |  | The data is not directly available on the website, but can be obtained from an sqlite scraper |  | https://vfs.fias.science/f/b4607c76b4/?raw=1
GPD |  | 3 |  | Global Power Plant Database | global_power_plant_database | csv | 1 | dload |  |  |  | http://datasets.wri.org/dataset/globalpowerplantdatabase | http://datasets.wri.org/dataset/540dcf46-f287-47ac-985d-269b04bea4c6/resource/c240ed2e-1190-4d7e-b1da-c66b72e08858/download/globalpowerplantdatabasev120
IRENA |  |  |  | International Renewable Energy Agency
JRC |  | 6 |  | Joint Research Centre Hydro-power plants database | jrc-hydro-power-plant-database | csv | 1 | dload |  |  |  | https://github.com/energy-modelling-toolkit/hydro-power-database/releases/download/v5/jrc-hydro-power-database-05.zip
OPSD_DE |  | 5 |  | Open Power System Data - Germany | conventional_power_plants_DE | csv | 1 | dload | https://data.open-power-system-data.org/conventional_power_plants/2020-10-01 |  |  | https://data.open-power-system-data.org/conventional_power_plants/2018-12-20/conventional_power_plants_DE.csv
OPSD_EU |  | 5 |  | Open Power System Data - EU | conventional_power_plants_EU | csv | 1 | dload | https://data.open-power-system-data.org/conventional_power_plants/2020-10-01 |  |  | https://data.open-power-system-data.org/conventional_power_plants/2018-12-20/conventional_power_plants_EU.csv
OSM | [6 empty] | 1 | dload
UBA |  | 5 | TRUE | Umwelt Bundesamt Datenbank "Kraftwerke in Deutschland | kraftwerke-de-ab-100-mw | xls | 1 | dload |  |  |  | https://www.umweltbundesamt.de/sites/default/files/medien/372/dokumente/kraftwerke_de_ab_100_mw.xls
WEPP |  | 4 | TRUE |  | platts_wepp | csv | 0 | api
GEO_units:
net_capacity: false
reliability_score: 3
url: https://vfs.fias.science/f/3f4cc3876f/?raw=1
fn: global_energy_observatory_ppl_units.csv
VARIABLE RENEWABLES APPENDED AT END OF PROCESSING (OPTIONALLY)
OPSD_VRE:
url: https://data.open-power-system-data.org/renewable_power_plants/2020-08-25/renewable_power_plants_EU.csv
fn: renewable_power_plants_EU.csv
OPSD_VRE_DE:
url: https://data.open-power-system-data.org/renewable_power_plants/2020-08-25/renewable_power_plants_DE.csv
fn: renewable_power_plants_DE.csv
OPSD_VRE_FR:
url: https://data.open-power-system-data.org/renewable_power_plants/2020-08-25/renewable_power_plants_FR.csv
fn: renewable_power_plants_FR.csv
OPSD_VRE_PL:
url: https://data.open-power-system-data.org/renewable_power_plants/2020-08-25/renewable_power_plants_PL.csv
fn: renewable_power_plants_PL.csv
OPSD_VRE_CH:
url: https://data.open-power-system-data.org/renewable_power_plants/2020-08-25/renewable_power_plants_CH.csv
fn: renewable_power_plants_CH.csv
OPSD_VRE_DK:
url: https://data.open-power-system-data.org/renewable_power_plants/2020-08-25/renewable_power_plants_DK.csv
fn: renewable_power_plants_DK.csv
OPSD_VRE_CZ:
url: https://data.open-power-system-data.org/renewable_power_plants/2020-08-25/renewable_power_plants_CZ.csv
fn: renewable_power_plants_CZ.csv
OPSD_VRE_SE:
url: https://data.open-power-system-data.org/renewable_power_plants/2020-08-25/renewable_power_plants_SE.csv
fn: renewable_power_plants_SE.csv
OPSD_VRE_GB:
url: https://data.open-power-system-data.org/renewable_power_plants/2020-08-25/renewable_power_plants_UK.csv
fn: renewable_power_plants_UK.csv
Not available but supported sources:
IWPDCY (International Water Power & Dam Country Yearbook)
WEPP (Platts, World Elecrtric Power Plants Database)